## sheet1
SKU | brand | productCategory | productClassPim | systemFamily | functionCategory | productType | unitType | marketType | productFamily | seriesName | shortDescription | modelEfficiency | familyDescription | productBenefits | productFeaturesStandard | cabinetFeatures | installationType | communicationFeature | communicationFeatureType | doeRegionalCompliance | exportControlClassificationNumberEccn | ferCompliant | isoCertified | lastBuyDate | minAdvertisedPrice | productNotes | serializedFlag | universalProductCodeUpc | itemStockingUnitOfMeasureUom | palletQty | countryOfOrigin | usHtsCode | canadianHtsCode | longDescription | productDescriptionPim | afue | ahriReferenceNumber | coolingCapacityNominal | cop17Hsvtc | cop17Ducted | cop17Nonducted | cop47Hsvtc | cop47Ducted | cop47Nonducted | eerHsvtc | eerDucted | eerNonducted | eer2Hsvtc | eer2Ducted | eer2Nonducted | energyStarCertified | heatingCapacityNominal | hspfHsvtc | hspf2Hsvtc | hspf2Ducted | hspf2Nonducted | hspfDucted | hspfNonducted | ieer | ieerDucted | scheDucted | scheNonducted | seerHsvtc | seer2Hsvtc | seerDucted | seerNonducted | seer2Ducted | seer2Nonducted | totalBtuh | installationConfiguration | producedInUs | productId | compressorHighStageTempRange | compressorLowStageTempRange | coolingInletWaterTempStdMax | coolingInletWaterTempStdMin | coolingOperationRangeGeomax | coolingOperationRangeGeomin | coolingOperationRangeStdMax | coolingOperationRangeStdMin | coolingOperationRangeWbaffleMax | coolingOperationRangeWbaffleMin | heatingInletWaterTempStdMax | heatingInletWaterTempStdMin | heatingOperationRangeGeomax | heatingOperationRangeGeomin | heatingOperationRangeStdmax | heatingOperationRangeStdmin | heatingOperationRangeWbaffleMax | heatingOperationRangeWbaffleMin | maxWaterTemp | primaryauxiliaryTempLimitSetting | ratedCoolingConditionAmbientDb | ratedCoolingConditionAmbientWb | ratedCoolingConditionRoomDb | ratedCoolingConditionRoomWb | ratedHeatingConditionAmbientDb | ratedHeatingConditionAmbientWb | ratedHeatingConditionRoomDb | ratedHeatingConditionRoomWb | rolloutTempLimitSetting | subcoolingTempAtServiceValve | superheatTempAtServiceValve | temperatureRiseRangeHighFire | temperatureRiseRangeLowFire | compressorLra | compressorRla | controlVoltageConduitSize | currentType | electricHeatRange | evapMotorRla | fanMotorOutput | fuseSize | indoorBlowerFla | indoorBlowerLra | interConnectingWires | maxOvercurrentProtection | maxStartingCurrent | maxVoltage | minCircuitAmps | minVoltage | outdoorFanFla | outdoorFanLra | outdoorFanRla | powerFrequency | powerPhase | powerSupplyConduitSize | powerVoltage | ratedLoadAmps | totalUnitAmps | airFlowRateHighCooling | airFlowRateHighHeating | airFlowRateLowCooling | airFlowRateLowHeating | airFlowRateMediumCooling | airFlowRateMediumHeating | airFlowRateSuperHighCooling | airFlowRateSuperHighHeating | airFlowRateSuperLowCooling | airFlowRateSuperLowHeating | ansiCertifed | blowerAvailableAcTonnageHigh | blowerAvailableAcTonnageLow | blowerMotorRpm | cabinetFinish | casedVsUncased | compressorQuantitiy | compressorSoundBlanket | compressorStages | compressorType | condenserCoilMetalType | condenserCoilRows | condenserFaceAreaFt | condenserFanBladeCount | condenserFanDiameter | condenserFanRpm | condenserFinDensityFinsPerInch | dimensionsBlowerDiameter | dimensionsBlowerWidth | dimensionsEvapWheelDiameter | dimensionsEvapWheelWidth | dimensionsUnitDepth | dimensionsUnitHeight | dimensionsUnitWidth | energySource | etlListed | evapCoilFaceAreaFt | evapCoilMetalType | evapCoilRows | evapFinDensityFinsPerInch | evapMotorRpm | expansionDevice | expansionDeviceOd | externalStaticPressureMax | externalStaticPressureRated | filterQuantity | filterSizeMax | filterSizeMin | heatExchangerType | indoorOrificeSize | indoorPistonSize | maxIndoorUnits | maxOutdoorUnits | minimumClearancesToCombustibleMaterials | moistureRemovalRate | motorSpeedTap | motorSpeedType | multiModuleCu | nomVolume | nomWaterFlowRateCooling | nomWaterFlowRateHeating | noxBurnerType | numberOfBurners | numberOfSpeeds | orificeSizeNatural | orificeSizePropane | plenumOpeningWidth | soundPower | soundPressureHighCooling | soundPressureHighHeating | soundPressureLowCooling | soundPressureLowHeating | soundPressureMediumCooling | soundPressureMediumHeating | soundPressureSuperHighCooling | soundPressureSuperHighHeating | soundPressureSuperLowCooling | soundPressureSuperLowHeating | systemHighPressure | systemLowPressure | systemWaterVolMin | unitHeatRejection | waterFlowRangeMax | waterFlowRangeMin | waterPressureMax | waterPressureDropMax | weightUnit | blowerInputPower | blowerMotorHorsepower | boosterHeat | capacityControlRangeMax | capacityControlRangeMin | capacityIndexLimitMax | capacityIndexLimitMin | condensatePumpLiftCapacity | condenserFanHorsepower | coolingCapacityMax | coolingCapacityMin | coolingCapacityRated | coolingCapacitySensible | coolingCapacityDuctedRated | coolingCapacityNonductedRated | coolingInputPower | evapMotorHorsepower | gasHeatingCapacityInHigh | gasHeatingCapacityInLow | gasHeatingCapacityOutHigh | gasHeatingCapacityOutLow | heatingCapacity17f | heatingCapacityMax | heatingCapacityMin | heatingCapacityRated | heatingCapacityDuctedRated | heatingCapacityNonductedRated | heatingInputPower | highfireInputCapacity | highfireOutputCapacity | horsepower | lowfireInputCapacity | lowfireOutputCapacity | sensibleHeatRatioSt | tonnage | tonnageRange | additionalRefrigerantChargeOzft | condensateDrainOutlet | factoryStdRefrigerantCharge | gasValveType | indoorTxvKit | longLineSetLengthEquivalent | longLineSetLengthLinear | maxIndoorToIndoorPiping | numberOfConnectionPorts | pipeSizeGas | pipeSizeHlEqualizing | pipeSizeHplp | pipeSizeLiquid | ratedHeightDifference | ratedPipingLength | refrigerantOil | refrigerantPrechargedLineLength | refrigerantType | standardLineSetLengthMax | standardLineSetLengthVertical | valveConnectionType | valveSizeLiquidOd | valveSizeSuctionOd | ventDiameter | verticalLengthOdAboveId | verticalLengthOdBelowId | waterInletConnection | waterOutletConnection | proposition65Label | cartonType | caseQty | dimensionsCaseDepth | dimensionsCaseHeight | dimensionsCaseWidth | dimensionsDistributionUnitDepth | dimensionsDistributionUnitHeight | dimensionsDistributionUnitWidth | dimensionsPalletDepth | dimensionsPalletHeight | dimensionsPalletWidth | dimensionsShippingUnitDepth | dimensionsShippingUnitHeight | dimensionsShippingUnitWidth | distributionShippingVolumeUnit | shippingVolumeUnit | truckFactor | volumeCase | volumeDistributionShippingUnit | weightCase | weightDistributionShippingUnit | weightShippingUnit | registeredPartsWarrantyCommercial | registeredPartsWarrantyMultifamily | registeredPartsWarrantyResidential | registeredUnitReplacementWarrantyMultifamily | registeredUnitReplacementWarrantyCommercial | registeredUnitReplacementWarrantyResidential | standardLaborWarrantyCommercial | standardLaborWarrantyMultifamily | standardLaborWarrantyResidential | standardPartsWarrantyCommercial | standardPartsWarrantyMultifamily | standardPartsWarrantyResidential | standardUnitReplacementWarrantyCommercial | standardUnitReplacementWarrantyMultifamily | standardUnitReplacementWarrantyResidential | ecommerceTags | productDescriptionEcomm | shortDescriptionEcomm | longDescriptionEcomm | releaseStatus | componentsProductReference | ecommPathDisplay | fancompressorDriveInput
GLXS5BA4210 | Goodman | Unitary | Split Air Conditioner | Unitary Split System | Cooling Only | Equipment | Outdoor | Residential-Single Family | GLXS5 | GLXS5B | Goodman Split Air Conditioner 15.2 SEER2, Single Stage | 15.2 SEER2 |  |  | High-efficiency scroll compressor;Factory-installed filter drier;Fully charged for 15â€™ of tubing length;Copper tube/enhanced aluminum fincoil -5mm diameter on 1.5-3.0T;Service valves with sweat connectionsand easy-to-access gauge ports;Enclosed contactor with lug connection;Ground lug connection;High-pressure switch;AHRI Certified;ETL Listed | Removable grille-style top designcompliant with UL 60335-2-40;Heavy-gauge galvanized-steel cabinet;Attractive Architectural Gray powder-paintfinish with 500-hour salt-spray approval;Steel louver coil guard;Single-panel access to controls with spaceprovided for field-installed accessories;When properly anchored, meets the 2023 FloridaBuilding Code unit integrity requirements forhurricane-type winds (Anchor bracket kits available.) |  | No | Non-Communicating |  | EAR99 | [6 empty] | 663051735507 | EA | 1 | USA | 8415.90.8065 | 8415.90.90.00 | Goodman Split Air Conditioner 15.2 SEER2, Single Stage, 3.5 Ton, Non-Communicating | 15.2 SEER2 R-32 AC, 3.5 Ton | [35 empty] | Yes | GLXS5BA4210 | [6 empty] | 115 Â°F | 55 Â°F | [12 empty] | 95 Â°F | 72 Â°F | 80 Â°F | 67 Â°F | [10 empty] | 14.4 A | [9 empty] | 30 A |  |  | 19.3 A |  |  |  |  | 60 Hz | 1 Ph |  | 208/230 V | [20 empty] | Single Stage | Scroll | [11 empty] | 35.5 in | 36.5 in | 35.5 in | [34 empty] | 73.8 dBA | [52 empty] | 3.5 |  |  |  | 141 oz | [13 empty] | 15 ft | R-32 | 79 ft | 50 ft |  | 3/8 in | 7/8 in | [5 empty] | Yes | CTN | 1 | 37.00 in | 38.50 in | 37.00 in |  |  |  | 37.00 in | 38.50 in | 37.00 in | 37.00 in | 38.50 in | 37.00 in |  | 52706.500 inÂ³ | 0.0000 | 52706.500 inÂ³ |  | 274.000 lb |  | 274.000 lb | ALL PARTS - 5 YEARS PARTS | ALL PARTS - 10 YEARS PARTS | ALL PARTS - 10 YEARS PARTS | [6 empty] | ALL PARTS - 5 YEARS PARTS | ALL PARTS - 5 YEARS PARTS | ALL PARTS - 5 YEARS PARTS |  |  |  |  | Goodman Split Air Conditioner 15.2 SEER2, Single Stage | Goodman Split Air Conditioner 15.2 SEER2, Single Stage, 3.5 Ton, Non-Communicating | Goodman Split Air Conditioner 15.2 SEER2, Single Stage, 3.5 Ton, Non-Communicating | Active | 0130R00000S;0161R00128;ABK-20;ASC01A;CSR-U-2;FSK01A;LAKT01;LSK02A | Equipment/Residential Split System/Split Air Conditioner
AMST48DU1300 | Corporate | Unitary | Air Handler | Unitary Split System | Air Handler | Equipment | Indoor | Residential-Single Family | AMST_32 | AMST | AMST Air Handler, Motor, Ton |  | Multi-Position, Multi-Speed, ECM-Based Air Handler with Internal TXV 1Â½ to 5 Tons | All-Aluminum tube/aluminum fin coil;Direct-drive, resilient-mount, 9-speed ECM motor;Available without heat or with sequence-controlled and rust-resistant nickel chromium heating elements of 5, 6, 8 or 10 kW;High-efficiency evaporator coil;Quiet operation;Primary/secondary drain connection in a high-temperature plastic drain pan;Suitable for free-return installation (non-ducted return air);Galvanized-steel construction;Factory-installed pull-type disconnect;Easy service access;AHRI Certified; ETL Listed | Internal factory-installed thermal expansion valves for cooling and heat pump applications;Direct drive, 9-speed ECM blower motor;Factory installed 7mm AlumaFin7â„¢ Evaporator Coil on 1Â½ to 3Â½ Ton models and 3/8 in. Evaporator Coil on 4 to 5 Ton models;All-aluminum evaporator coil with high-performance coated fin stock;Coil mounting track for quick repositioning;Optimized for use with R-32 refrigerant with factory installed leak detection sensor for A2L mitigation.;Cabinet air leakage less than 2.0% at 1.0 inch H2O when tested in accordance with ASHRAE standard 193;Cabinet air leakage less than 1.4% at 0.5 inch H2O when tested in accordance with ASHRAE standard 193;3 kW â€“ 25 kW electric heater kits;AHRI certified;ETL listed | Rigid SmartFrame cabinet;Horizontal or vertical configuration capabilities;21â€ depth for easier attic access;DecaBDE-free thermoplastic drain pan with secondary drain connections;Screw-less sides and back helps to reduce condensation when installed in humid locations;Foil-faced insulation covers the internal casing to reduce cabinet condensation;Galvanized, leather grain-embossed finish;Glue-less cabinet insulation retention;Tool-less filter access | Ducted Multi-position | No |  |  | EAR99 | [6 empty] | 663051689213 | EA | 4 |  |  |  | AMST Ducted Multi-position Air Handler, Motor, Ton, Cabinet with Expansion, | Multi-Position, Multi-Speed, ECB-Based Air Handler with Internal TXV R-32 | [35 empty] | No | AMST48DU1300 | [44 empty] | 15 A |  |  | 5.8 A | [161 empty] | Yes | CTN | 1 | 23.00 in | 57.50 in | 25.50 in |  |  |  | 46.00 in | 57.50 in | 51.00 in | 23.00 in | 57.50 in | 25.50 in |  | 33723.750 inÂ³ | 0.0000 | 33723.750 inÂ³ |  | 165.000 lb |  | 165.000 lb | ALL PARTS - 5 YEARS PARTS | ALL PARTS - 10 YEARS PARTS | ALL PARTS - 10 YEARS PARTS | [6 empty] | ALL PARTS - 5 YEARS PARTS | ALL PARTS - 5 YEARS PARTS | ALL PARTS - 5 YEARS PARTS |  |  |  |  | Multi-Position, Multi-Speed, ECB-Based Air Handler with Internal TXV R-32 | Multi-Position, Multi-Speed, ECB-Based Air Handler with Internal TXV R-32 | Multi-Position, Multi-Speed, ECB-Based Air Handler with Internal TXV R-32 | Obsolete | HKSC05XC;HKSC08XC;HKSC10XC;HKSC15XA;HKSC15XB;HKSC15XF;HKSC20DA;HKSC20DB;HKSC20XF;HKSX06XC;HKTSD15XA;HKTSN03X1;HKTSN05X1;HKTSN06X1;HKTSN08X1;HKTSN10X1;HKTSN15X3 | Equipment/Residential Split System/Air Handler
MBVC2000AA-1 | Corporate | Unitary | Air Handler | Unitary Split System | Air Handler | Equipment | Indoor | Residential-Single Family | MBVC | MBVC | MBVC Modular Blower, Variable Speed ECM |  | Multi-Position, Variable-Speed ECM-Based, Modular Blower Communicating |  | Variable-speed ECM blower motor;Compatible with Daikin One+ smart thermostat and other Daikin communicating equipment;Advanced configuration of the airflow and tonnage in communicating mode;Provides constant CFM over a wide range of static pressure conditions independent of duct system;CFM indicator;Fault recall of six most recent faults;Provides adjustable low CFM for efficient fan-only operation;Improved humidity and comfort control;Built-in compatibility with multi-stage heat pump and cooling applications;3 kW â€“ 21 kW electric heat kits;Blower section usable as electric heater;Horizontal or vertical configuration capabilities;21" depth for easier attic access;Foil-faced insulation covers the internal casing to reduce cabinet condensation;Galvanized, leather grain-embossed finish;Cabinet air leakage less than 2% at 1.0 inch H20 when tested in accordance with ASHRE standard 193;Cabinet air leakage less than 1.4% at 0.5 inch H20 when tested in accordance with ASHRE standard 193;AHRI certified;ETL listed | 1. Horizontal or vertical configuration capabilities;2. 21" depth for easier attic access;3. Foil-faced insulation covers the internal casing to reduce cabinet condensation;4. Galvanized, leather grain-embossed finish;5. Cabinet air leakage less than 2% at 1.0 inch H20 when tested in accordance with ASHRE standard 193;6. Cabinet air leakage less than 1.4% at 0.5 inch H20 when tested in accordance with ASHRE standard 193 | Ducted Multi-position | Yes | Daikin One+ Smart Thermostat compatible |  | EAR99 |  |  |  | 888 $ |  | Yes | 663051549548 | EA | 8 | USA | 8414.59.6560 | 8414.59.00.92 | MBVC Ducted Multi-position Modular Blower, Variable Speed ECM Motor, 2000 CFM, 24-1/2 in Cabinet, Daikin One+ Smart Thermostat compatible | 2000 CFM, Multi-Position, Variable-Speed ECM, Modular Blower | [34 empty] | Upflow/Downflow/Horizontal | Yes | MBVC2000AA-1 | [36 empty] | AC | [7 empty] | 15 A |  | 253 V | 5.8 A | 197 V |  |  |  | 60 Hz | 1 Ph |  | 208-230 V |  |  | 2000 ftÂ³/min |  | 1200 ftÂ³/min | [24 empty] | 11 in | 10 in |  |  | 21 in | 30 in | 24-1/2 in | Electric | [6 empty] | TXV | [6 empty] | Air Cooled | [7 empty] | Variable Speed ECM | [29 empty] | 86 lb |  | 3/4 metric hp | [51 empty] | R-410A | [10 empty] | Yes | CTN | 1 | 26.00 in | 32.50 in | 26.00 in |  |  |  | 55.00 in | 69.50 in | 54.00 in | 26.00 in | 32.50 in | 26.00 in | 0 inÂ³ | 21970.000 inÂ³ | 0.0000 | 21970.000 inÂ³ | 0 inÂ³ | 87.000 lb |  | 87.000 lb | ALL PARTS - 5 YEARS PARTS | ALL PARTS - 10 YEARS PARTS | ALL PARTS - 10 YEARS PARTS | [6 empty] | ALL PARTS - 5 YEARS PARTS | ALL PARTS - 5 YEARS PARTS | ALL PARTS - 5 YEARS PARTS |  |  |  |  | MBVC Air Handler, Variable Speed ECM Motor | MBVC Air Handler, Variable Speed ECM Motor, 2000 CFM | MBVC Ducted Multi-position Modular Blower, Variable Speed ECM Motor, 2000 CFM, 24-1/2 in Cabinet, Daikin One+ Smart Thermostat compatible | Active | DQ-P-16-100;DSEN-HAQA;DTST-CWBSA-NI-A;HKA-15C;HKA-20C;HKR-03;HKR-05;HKR-05C;HKR-06;HKR-08;HKR-08C;HKR-08CM;HKR-10;HKR-10C;DQ-P-16-100;DSEN-HAQA;DTST-CWBSA-NI-A | Equipment/Residential Split System/Air Handler
AWST24SU1305 | Corporate | Unitary | Air Handler | Unitary Split System | Air Handler | Equipment | Indoor | Residential-Single Family | AWST_32 | AWST | AWST Air Handler, Multi Speed ECM Motor, 2 Ton |  | Wall-Mount Air Handler 1Â½ to 3 Tons | All Aluminum Coil;Improved Reliability and Quality;Factory TXV Installed for Quicker Install;More Efficient Refrigerant Metering | AWST Models: Equipped wit a fully adjustable TXV;Direct-drive, multi-speed motors allows air volume variation for heating/cooling;Direct-drive, multi-speed motors allows air volume variation for heating/cooling;Sequence-controlled, rust-resistant nickel chromium heating elements of 3, 5, 8, and 10 kW;Aluminum tubing coils on all models;Factory-installed pull-type disconnect;Thermoplastic drain pan with bottom primary and secondary drain connections;AHRI Certified and ETL Listed;Optimized for use with R-32 refrigerant with factory installed leak detection sensor for A2L mitigation. | Cabinet air leakage less than 2.0% at 1.0 inch H2O when tested in accordance with ASHRAE standard 193;Cabinet air leakage less than 1.4% at 0.5 inch H2O when tested in accordance with ASHRAE standard 193;Built-in filter rack (filter included);Large chassis (2-1/2 and 3 ton units), front return only;Small chassis (1-1/2 and 2 ton units), front or bottom return;Wall-hanging bracket provided | Ducted Wall Mounted | No |  |  | EAR99 | [6 empty] | 663051683655 | EA | 6 | Mexico | 8415.90.8065 | 8415.90.90.00 | AWST Ducted Wall Mounted Air Handler, Multi Speed ECM Motor, 1.5-3 Ton, 20-3/13 in Cabinet with TXV Expansion, | 2.0 Ton, Wall-Mount, Unpainted, Air Handler R-32 |  |  | 24000 Btu/H | [32 empty] | No | AWST24SU1305 | [41 empty] | 2.6 A |  |  | 25/30 A |  | 253 V | 24.9/28.3 A | 197 V |  |  |  | 60 Hz | 1 Ph |  | 208/230 V | [29 empty] | 10 in | 6 in | 10 in | 6 in | 13-1/8 in | 36 in | 20-3/13 in |  |  | 1.8 |  |  |  | 1400 r/min | TXV | [14 empty] | Multi Speed ECM | [6 empty] | 5 | [22 empty] | 84 lb |  | 1/3 metric hp | [32 empty] | 2 | 1.5;3 |  | 3/4 in | 0.5 oz | [6 empty] | 3/4 in |  |  | 3/8 in |  |  |  |  | R-32 | [10 empty] | Yes | CTN | 1 | 17.00 in | 39.00 in | 21.50 in |  |  |  | 52.00 in | 44.00 in | 46.00 in | 17.00 in | 39.00 in | 21.50 in |  | 14254.500 inÂ³ | 0.0000 | 14254.500 inÂ³ |  | 80.000 lb |  | 80.000 lb | ALL PARTS - 5 YEARS PARTS | ALL PARTS - 10 YEARS PARTS | ALL PARTS - 10 YEARS PARTS | [6 empty] | ALL PARTS - 5 YEARS PARTS | ALL PARTS - 5 YEARS PARTS | ALL PARTS - 5 YEARS PARTS |  |  |  |  | AWST Air Handler, Multi Speed ECM Motor, 2 Ton | AWST Air Handler, Multi Speed ECM Motor, 2 Ton | AWST Ducted Wall Mounted Air Handler, Multi Speed ECM Motor, 1.5-3 Ton, 20-3/13 in Cabinet with TXV Expansion, | Active | WAD-1;WAD-2 | Equipment/Residential Split System/Air Handler
CHPTA3026B3 | Corporate | Unitary | Coil | Unitary Split System | Cooling Only | Equipment | Indoor | Residential-Single Family | CHPTA_3 | CHPTA AlumaFin7â„¢ | CHPTA AlumaFin7â„¢ Evaporator Coil, Horizontal A, Ton | 13.4 SEER2 | CHPTA AlumaFin7â„¢ Evaporator Coil | Factory-installed thermal expansion valves for cooling and heat pump applications | All-Aluminum evaporator coil;Optimized for use with R-32 refrigerant including circuits and manifold including circuits and manifolds;R-32 sensor designed for the life span of the coil;Factory-installed thermal expansion valves for cooling and heat pump applications;Standardized copper suction tube stub length;Check flowrator for cooling and heat pump applications;Horizontal application;21" depth for easier attic access;Single front access panel;Foil-faced insulation covers the internal casing to reduce cabinet condensation;Galvanized, leather grain-embossed finish;Rust resistant, thermoplastic drain pan featuring a low water-retention design;DecaBDE-free thermoplastic drain pan with secondary drain connections;Drain pan rails designed to remove and reposition coils with ease without compromising structural integrity;UV-resistant drain pan;AHRI certified;ETL Listed | Single front access panelFoil-faced insulation covers the internal casing to reduce cabinet condensationGalvanized, leather grain-embossed finish | Ducted | No |  |  | EAR99 | [6 empty] | 663051688506 | EA | 12 | USA | 8415.90.8025 | 8415.90.90.00 | CHPTA AlumaFin7â„¢ Cased Aluminum Evaporator Coil, Horizontal A, 2.0-2.5 Ton, 26 in Cabinet with TXV Expansion | 2.5T Cased Horizontal Evaporator R-32 Coil with TXV | [35 empty] | Yes | CHPTA3026B3 | [72 empty] | Painted | Cased | [15 empty] | 21 in | 17.5 in | 26 in | [7 empty] | TXV | [80 empty] | 2.0;2.5 | [9 empty] | 7/8 in |  |  | 3/8 in |  |  |  |  | R-32 | [10 empty] | Yes | CTN | 1 | 28.00 in | 20.00 in | 26.50 in |  |  |  | 58.50 in | 65.00 in | 54.00 in | 28.00 in | 20.00 in | 26.50 in |  | 14840.000 inÂ³ | 0.0000 | 14840.000 inÂ³ |  | 62.000 lb |  | 62.000 lb | ALL PARTS - 5 YEARS PARTS | ALL PARTS - 10 YEARS PARTS | ALL PARTS - 10 YEARS PARTS | 10 YEARS UNIT REPLACEMENT | 5 YEARS UNIT REPLACEMENT | 10 YEARS UNIT REPLACEMENT |  |  |  | ALL PARTS - 5 YEARS PARTS | ALL PARTS - 5 YEARS PARTS | ALL PARTS - 5 YEARS PARTS | 5 YEARS UNIT REPLACEMENT | 5 YEARS UNIT REPLACEMENT | 5 YEARS UNIT REPLACEMENT |  | CHPTA AlumaFin7â„¢ Evaporator Coil, Horizontal A, Ton | CHPTA AlumaFin7â„¢ Evaporator Coil, Horizontal A, Ton | CHPTA AlumaFin7â„¢ Cased Aluminum Evaporator Coil, Horizontal A, 2.0-2.5 Ton, 26 in Cabinet with TXV Expansion | Active | 0230K00007;0230K00044;HHCMK01;0230K00007;0230K00044;HHCMK01 | Equipment/Residential Split System/Coil
GR9S800803BX | Goodman | Unitary | Gas Furnace | Unitary Split System | Heating Only | Equipment | Indoor | Residential-Single Family | GR9S80 |  | Goodman 80% AFUE Gas Furnace Multi Speed ECM, Single Stage | 0.8 | Single-Stage Multi-Speed ECM Gas Furnace Up to 80% AFUE | High reliabilitynd quality;Durablend long-igniter life;Provisions for electronicir cleanernd humidifier;Energy Efficientnd quiet circulation;Self-diagnostic control board with constant memory;Simple installationnd setup;Quietnd simple operation | 1. Heavy-dutyluminized-steel tubular heat exchanger;2. "Silicon Nitride igniter";3. Color-coded low-voltage terminals;4. Multi-speed ECM blower motor with continuous fan speed;5. Fault code LED Output;6. Single-Stage gas Valve;7. Single-speed inducer draft blower |  | Ducted |  |  |  | EAR99 | [6 empty] | 663051684898 | EA | 4 |  |  |  | Goodman 80% AFUE Gas Furnace Multi Speed ECM, Single Stage, Upflow/Horizontal, 80000 BTUH/H, Low NOx | fer cf furnace | 80 % | [33 empty] | Upflow/Horizontal | No | GR9S800803BX | [31 empty] | 35-65 Â°F | [12 empty] | 15 A |  |  | 8.7 A |  |  |  |  | 60 Hz | 1 Ph |  | 115 V | [29 empty] | 10 in | 8 in |  |  | 28 in | 33-3/8 in | 17-1/2 in | [14 empty] | Air Cooled | [7 empty] | Multi Speed ECM |  |  |  |  | Low NOx | [24 empty] | 116 lb |  | 1/2 metric hp | [26 empty] | 80000 Btu | 64,000 | [9 empty] | Single Stage | [24 empty] | Yes | CTN | 1 | 30.00 in | 35.50 in | 18.50 in |  |  |  | 60.00 in | 35.50 in | 37.00 in | 30.00 in | 35.50 in | 18.50 in |  | 19702.500 inÂ³ | 0.0000 | 19702.500 inÂ³ |  | 103.500 lb |  | 103.500 lb | ALL PARTS - 5 YEARS PARTS;HEAT EXCHANGER - 20 YEARS PARTS | HEAT EXCHANGER - 20 YEARS PARTS;ALL PARTS - 10 YEARS PARTS | HEAT EXCHANGER - 20 YEARS PARTS;HEAT EXCHANGER - LIFETIME PARTS;ALL PARTS - 10 YEARS PARTS;HEAT EXCHANGER - 79 YEARS PARTS;ALL PARTS - 10 YEARS PARTS | [6 empty] | HEAT EXCHANGER - 20 YEARS PARTS;ALL PARTS - 5 YEARS PARTS | HEAT EXCHANGER - 20 YEARS PARTS;ALL PARTS - 5 YEARS PARTS | ALL PARTS - 5 YEARS PARTS;HEAT EXCHANGER - 20 YEARS PARTS |  |  |  |  | Goodman 80% AFUE Gas Furnace Multi Speed ECM, Single Stage | Goodman 80% AFUE Gas Furnace Multi Speed ECM, Single Stage, Upflow/Horizontal, 80000 BTUH/H, Low NOx | Goodman 80% AFUE Gas Furnace Multi Speed ECM, Single Stage, Upflow/Horizontal, 80000 BTUH/H, Low NOx | Active |  | Equipment/Residential Split System/Gas Furnace
AWST36LU1305 | Corporate | Unitary | Air Handler | Unitary Split System | Air Handler | Equipment | Indoor | Residential-Single Family | AWST_32 | AWST | AWST Air Handler, Multi Speed ECM Motor, 3 Ton |  | Wall-Mount Air Handler 1Â½ to 3 Tons | All Aluminum Coil;Improved Reliability and Quality;Factory TXV Installed for Quicker Install;More Efficient Refrigerant Metering | AWST Models: Equipped wit a fully adjustable TXV;Direct-drive, multi-speed motors allows air volume variation for heating/cooling;Direct-drive, multi-speed motors allows air volume variation for heating/cooling;Sequence-controlled, rust-resistant nickel chromium heating elements of 3, 5, 8, and 10 kW;Aluminum tubing coils on all models;Factory-installed pull-type disconnect;Thermoplastic drain pan with bottom primary and secondary drain connections;AHRI Certified and ETL Listed;Optimized for use with R-32 refrigerant with factory installed leak detection sensor for A2L mitigation. | Cabinet air leakage less than 2.0% at 1.0 inch H2O when tested in accordance with ASHRAE standard 193;Cabinet air leakage less than 1.4% at 0.5 inch H2O when tested in accordance with ASHRAE standard 193;Built-in filter rack (filter included);Large chassis (2-1/2 and 3 ton units), front return only;Small chassis (1-1/2 and 2 ton units), front or bottom return;Wall-hanging bracket provided | Ducted Wall Mounted | No |  |  | EAR99 | [6 empty] | 663051683709 | EA | 4 |  |  |  | AWST Ducted Wall Mounted Air Handler, Multi Speed ECM Motor, 1.5-3 Ton, 24 in Cabinet with TXV Expansion, | 3.0 Ton, Wall-Mount, Unpainted, Air Handler R-32 |  |  | 36000 Btu/H | [32 empty] | No | AWST36LU1305 | [41 empty] | 3.8 A |  |  | 30/30 A |  | 253 V | 26.4/29.8 A | 197 V |  |  |  | 60 Hz | 1 Ph |  | 208/230 V | [29 empty] | 10 in | 8 in | 10 in | 8 in | 21 in | 36 in | 24 in |  |  | 3.35 |  |  |  | 1200 r/min | TXV | [14 empty] | Multi Speed ECM | [6 empty] | 5 | [22 empty] | 109 lb |  | 1/2 metric hp | [32 empty] | 3 | 1.5;3 |  | 3/4 in | 0.5 oz | [6 empty] | 3/4 in |  |  | 3/8 in |  |  |  |  | R-32 | [10 empty] | Yes | CTN | 1 | 25.00 in | 39.00 in | 22.50 in |  |  |  | 52.00 in | 44.00 in | 46.00 in | 25.00 in | 39.00 in | 22.50 in |  | 21937.500 inÂ³ | 0.0000 | 21937.500 inÂ³ |  | 110.090 lb |  | 110.090 lb | ALL PARTS - 5 YEARS PARTS | ALL PARTS - 10 YEARS PARTS | ALL PARTS - 10 YEARS PARTS | [6 empty] | ALL PARTS - 5 YEARS PARTS | ALL PARTS - 5 YEARS PARTS | ALL PARTS - 5 YEARS PARTS |  |  |  |  | AWST Air Handler, Multi Speed ECM Motor, 3 Ton | AWST Air Handler, Multi Speed ECM Motor, 3 Ton | AWST Ducted Wall Mounted Air Handler, Multi Speed ECM Motor, 1.5-3 Ton, 24 in Cabinet with TXV Expansion, | Active | WAD-1;WAD-2 | Equipment/Residential Split System/Air Handler
GR9T960303AN | Goodman | Unitary | Gas Furnace | Unitary Split System | Heating Only | Equipment | Indoor | Residential-Single Family | GR9T96 | GR9T96 | Goodman 96 % AFUE Gas Furnace Multi Speed ECM, Two Stage | 0.96 | Two-Stage Multi-Speed ECM Gas Furnace up to 96% AFUE | "1. High reliability and quality2. Faster condensate water drainage and no unit water leakage3. Durable and long igniter life4. Provisions for electronic air cleaner and humidifier5. Quiet and Economical heating6. Energy Efficient and quiet circulation7. Lower NOx emission8. Self-diagnostic control board with constant memory9. Meets the performance requirements for AHRI certification and complies with ETL North American safety standards.10. Tax Credit11. Operates on two-stage or single-stage thermostats12. Easy Connection for EAC and Humidifier" | "1. Heavy-duty aluminized-steel tubular heat exchanger2. Stainless-steel sloped secondary heat exchanger3. Silicon Nitride igniter4. Color-coded low-voltage terminals5. Two-Stage gas valve6. Multi-speed ECM blower motor with continuous fan speed7. All models comply with California 40 ng/J8. Fault code LED Output9. AHRI Certified - ETL Listed10. Energy Star11. Two-stage gas valve12. Furnace control board with self-diagnostics and provisions for electronic air cleaner and 120-volt or 24-volt humidifiers" | "1. Multi-position installation: upflow, horizontal left or right2. Certified for direct vent (2-pipe) or non-direct vent (1 pipe)3. Easy to install top venting with optional side vent4. Convenient left or right connection for gas and electrical service5. Cabinet air leakage (Qleak) less than or equal to 2%6. Fully insulated heat exchanger and blower section7. Bottom or side return air applications8. Heavy-gage steel cabinet with durable finish" | Ducted |  |  |  | EAR99 | [6 empty] | 663051686694 | EA | 6 | USA | 7322.90.0015 | 7322.90.10.21 | Goodman 96% AFUE Gas Furnace Multi Speed ECM, Two Stage, Upflow/Horizontal, 30000 BTUH/H, Low NOx | 96% multi spd ecm uf fur | 96 % | [33 empty] | Upflow/Horizontal | Yes | GR9T960303AN | [31 empty] | 20-50 Â°F | 20-50 Â°F | [11 empty] | 15 A |  |  | 7.8 A |  |  |  |  | 60 Hz | 1 Ph |  | 115 V |  |  |  | 883 ftÂ³/min |  | 708 ftÂ³/min | [23 empty] | 11 in | 6 in |  |  | 28 in | 33-3/8 in | 14 in | [14 empty] | Air Cooled | [7 empty] | Multi Speed ECM |  |  |  |  | Low NOx | [24 empty] | 106 lb |  | 0.5 metric hp | [26 empty] | 30000 Btu | 28830 |  | 21000 | 20181 | [6 empty] | Two Stage | [24 empty] | Yes | CTN | 1 | 30.00 in | 38.50 in | 15.00 in |  |  |  | 60.00 in | 38.50 in | 45.00 in | 30.00 in | 38.50 in | 15.00 in |  | 17325.000 inÂ³ | 0.0000 | 17325.000 inÂ³ |  | 150.000 lb |  | 150.000 lb | ALL PARTS - 5 YEARS PARTS;HEAT EXCHANGER - 20 YEARS PARTS | HEAT EXCHANGER - 20 YEARS PARTS;ALL PARTS - 10 YEARS PARTS | ALL PARTS - 10 YEARS PARTS;HEAT EXCHANGER - LIFETIME PARTS;HEAT EXCHANGER - 20 YEARS PARTS;HEAT EXCHANGER - 79 YEARS PARTS;ALL PARTS - 10 YEARS PARTS |  |  | HEAT EXCHANGER - 10 YEARS UNIT REPLACEMENT;HEAT EXCHANGER - 10 YEARS UNIT REPLACEMENT |  |  |  | ALL PARTS - 5 YEARS PARTS;HEAT EXCHANGER - 20 YEARS PARTS | ALL PARTS - 5 YEARS PARTS;HEAT EXCHANGER - 20 YEARS PARTS | ALL PARTS - 5 YEARS PARTS;HEAT EXCHANGER - 20 YEARS PARTS |  |  |  |  | Goodman 96% AFUE Gas Furnace Multi Speed ECM, Two Stage | Goodman 96% AFUE Gas Furnace Multi Speed ECM, Two Stage, Upflow/Horizontal, 30000 BTUH/H, Low NOx | Goodman 96% AFUE Gas Furnace Multi Speed ECM, Two Stage, Upflow/Horizontal, 30000 BTUH/H, Low NOx | Active |  | Equipment/Residential Split System/Gas Furnace
GR9S920805CN | Goodman | Unitary | Gas Furnace | Unitary Split System | Heating Only | Equipment | Indoor | Residential-Single Family | GR9S92 |  | Goodman 92% AFUE Gas Furnace Multi Speed ECM, Single Stage | 0.92 | Single-Stage Multi-Speed ECM Gas Furnace Up to 92% AFUE | High reliabilitynd qualityFaster condensate water drainagend no unit water leakageDurablend long igniter lifeProvisions for electronicir cleanernd humidifierEnergy Efficientnd quiet circulationLower NOx emissionSelf-diagnostic control board with constant memorySimple installationnd setupQuietnd simple operation | Heavy-dutyluminized-steel tubular heat exchangerStainless-steel sloped secondary heat exchanger"Silicon Nitride igniter"Color-coded low-voltage terminals Multi-speed ECM blower motor with continuous fan speedAll models comply with California 40 ng/J Fault code LED OutputSingle-Stage gas ValveSingle-speed inducer draft blower |  | Ducted |  |  |  | EAR99 | [6 empty] | 663051686182 | EA | 4 |  |  |  | Goodman 92% AFUE Gas Furnace Multi Speed ECM, Single Stage, Upflow/Horizontal, 80000 BTUH/H, Low NOx | fer uf furnace | 92 % | [33 empty] | Upflow/Horizontal | No | GR9S920805CN | [31 empty] | 25-55 Â°F | [12 empty] | 25 A |  |  | 16.7 A |  |  |  |  | 60 Hz | 1 Ph |  | 115 V | [29 empty] | 11 in | 10 in |  |  | 28 in | 33-3/8 in | 21 in | [14 empty] | Air Cooled | [7 empty] | Multi Speed ECM |  |  |  |  | Low NOx | [24 empty] | 140 lb |  | 1 metric hp | [26 empty] | 80000 Btu | 73680 | [9 empty] | Single Stage | [24 empty] | Yes | CTN | 1 | 30.00 in | 38.50 in | 22.00 in |  |  |  | 60.00 in | 38.50 in | 44.00 in | 30.00 in | 38.50 in | 22.00 in |  | 25410.000 inÂ³ | 0.0000 | 25410.000 inÂ³ |  | 140.090 lb |  | 140.090 lb | ALL PARTS - 5 YEARS PARTS;HEAT EXCHANGER - 20 YEARS PARTS | ALL PARTS - 10 YEARS PARTS;HEAT EXCHANGER - 20 YEARS PARTS | ALL PARTS - 10 YEARS PARTS;HEAT EXCHANGER - 79 YEARS PARTS;HEAT EXCHANGER - LIFETIME PARTS;HEAT EXCHANGER - 20 YEARS PARTS;ALL PARTS - 10 YEARS PARTS | [6 empty] | HEAT EXCHANGER - 20 YEARS PARTS;ALL PARTS - 5 YEARS PARTS | HEAT EXCHANGER - 20 YEARS PARTS;ALL PARTS - 5 YEARS PARTS | HEAT EXCHANGER - 20 YEARS PARTS;ALL PARTS - 5 YEARS PARTS |  |  |  |  | Goodman 92% AFUE Gas Furnace Multi Speed ECM, Single Stage | Goodman 92% AFUE Gas Furnace Multi Speed ECM, Single Stage, Upflow/Horizontal, 80000 BTUH/H, Low NOx | Goodman 92% AFUE Gas Furnace Multi Speed ECM, Single Stage, Upflow/Horizontal, 80000 BTUH/H, Low NOx | Active |  | Equipment/Residential Split System/Gas Furnace
AWST18SU1305 | Corporate | Unitary | Air Handler | Unitary Split System | Air Handler | Equipment | Indoor | Residential-Single Family | AWST_32 | AWST | AWST Air Handler, Multi Speed ECM Motor, 1.5 Ton |  | Wall-Mount Air Handler 1Â½ to 3 Tons | All Aluminum Coil;Improved Reliability and Quality;Factory TXV Installed for Quicker Install;More Efficient Refrigerant Metering | AWST Models: Equipped wit a fully adjustable TXV;Direct-drive, multi-speed motors allows air volume variation for heating/cooling;Direct-drive, multi-speed motors allows air volume variation for heating/cooling;Sequence-controlled, rust-resistant nickel chromium heating elements of 3, 5, 8, and 10 kW;Aluminum tubing coils on all models;Factory-installed pull-type disconnect;Thermoplastic drain pan with bottom primary and secondary drain connections;AHRI Certified and ETL Listed;Optimized for use with R-32 refrigerant with factory installed leak detection sensor for A2L mitigation. | Cabinet air leakage less than 2.0% at 1.0 inch H2O when tested in accordance with ASHRAE standard 193;Cabinet air leakage less than 1.4% at 0.5 inch H2O when tested in accordance with ASHRAE standard 193;Built-in filter rack (filter included);Large chassis (2-1/2 and 3 ton units), front return only;Small chassis (1-1/2 and 2 ton units), front or bottom return;Wall-hanging bracket provided | Ducted Wall Mounted | No |  |  | EAR99 | [6 empty] | 663051683631 | EA | 6 | Mexico | 8415.90.8065 | 8415.90.90.00 | AWST Ducted Wall Mounted Air Handler, Multi Speed ECM Motor, 1.5-3 Ton, 20-3/13 in Cabinet with TXV Expansion, | 1.5 Ton, Wall-Mount, Unpainted, Air Handler R-32 |  |  | 18000 Btu/H | [32 empty] | No | AWST18SU1305 | [41 empty] | 2.6 A |  |  | 25/30 A |  | 253 V | 24.9/28.3 A | 197 V |  |  |  | 60 Hz | 1 Ph |  | 208/230 V | [29 empty] | 10 in | 6 in | 10 in | 6 in | 13-1/8 in | 36 in | 20-3/13 in |  |  | 1.8 |  |  |  | 1050 r/min | TXV | [14 empty] | Multi Speed ECM | [6 empty] | 5 | [22 empty] | 84 lb |  | 1/3 metric hp | [32 empty] | 1.5 | 1.5;3 |  | 3/4 in | 0.5 oz | [6 empty] | 3/4 in |  |  | 3/8 in |  |  |  |  | R-32 | [10 empty] | Yes | CTN | 1 | 17.00 in | 39.00 in | 21.50 in |  |  |  | 52.00 in | 44.00 in | 46.00 in | 17.00 in | 39.00 in | 21.50 in |  | 14254.500 inÂ³ | 0.0000 | 14254.500 inÂ³ |  | 80.000 lb |  | 80.000 lb | ALL PARTS - 5 YEARS PARTS | ALL PARTS - 10 YEARS PARTS | ALL PARTS - 10 YEARS PARTS | [6 empty] | ALL PARTS - 5 YEARS PARTS | ALL PARTS - 5 YEARS PARTS | ALL PARTS - 5 YEARS PARTS |  |  |  |  | AWST Air Handler, Multi Speed ECM Motor, 1.5 Ton | AWST Air Handler, Multi Speed ECM Motor, 1.5 Ton | AWST Ducted Wall Mounted Air Handler, Multi Speed ECM Motor, 1.5-3 Ton, 20-3/13 in Cabinet with TXV Expansion, | Active | WAD-1;WAD-2 | Equipment/Residential Split System/Air Handler
GLZS4BA4810 | Goodman | Unitary | Split Heat Pump | Unitary Split System | Heat Pump | Equipment | Outdoor | Residential-Single Family | GLZS4B | GLZS4B | Goodman Split Heat Pump 15.2 SEER2, Single Stage | 15.2 SEER2 | Energy-Efficient Standard Family R-32 Split System Heat Pump, up to 15.2 SEER2 and 7.8 HSPF2, 1-1/2 to 5Tons | Meets the 2023 M1 Test Standards | High-Efficiency Compressor;SmartShift technology to ensure quiet reliable defrost;Factory-installed bi-flow liquid line filter drier;Factory-installed suction-line accumulator;Factory-installed compressor crankcase heater;Factory-installed high-capacity muffler;Enhanched aluminum fin coil with 5mm diameter coper tubes in 1.5 -to 3.5 ton;Enhanched aluminum fin coil with 7mm diameter coper tubes in 4.0 -to 5.0 ton;High and low-pressure switches;Fully charged for 15â€™ of tubing length;Service valves with sweat connections and easy-to-access gauge ports;Fully enclosed contactor with lug connection;Ground lug connection;Single-speed PSC condenser fan motor;Capacitor with extended life;AHRI Certified;ETL Listed | Removable grille style top design compliant with UL 60335-2-40;Steel louver coil guard;Heavy-gauge galvanized-steel cabinet;Attractive Architectural Gray powder-paint finish with 500-hour salt-spray approval;Top and side maintenance access;When properly anchored, meets the 2023 Florida Building Code unit integrity requirements for hurricane-type winds (Anchor bracket kits available | Ducted | No |  |  | EAR99 |  | Yes |  |  | R32 Outdoor |  | 663051689671 | EA | 1 | USA | 8415.90.8085 | 8415.90.90.00 | Goodman GLZS4B Split Heat Pump 15.2 SEER2, Single Stage, Ton, | 14.3 SEER2 HP R32, 4 Ton | [12 empty] | 12.5 |  |  | No | 48000 Btu/H |  | 7.8 | [9 empty] | 15.2 | [6 empty] | Yes | GLZS4BA4810 | [6 empty] | 125 Â°F | 55 Â°F | [6 empty] | 70 Â°F | -20 Â°F |  |  |  |  | 95 Â°F | 75 Â°F |  |  | 47 Â°F | 43 Â°F | [18 empty] | 40 A |  |  | 25.5 A |  |  |  |  | 60 Hz | 1 Ph |  | 208/240 V | 19.4 A | [19 empty] | Single Stage | Scroll | [11 empty] | 35.5 in | 36.5 in | 35.5 in | [7 empty] | TXV | [26 empty] | 74 dBA | [17 empty] | 269 lb | [11 empty] | 45500 Btu/H | [12 empty] | 46000 Btu/H | [11 empty] | 0.64 |  | 174 oz | [9 empty] | 3/8 in |  |  |  | 15 ft | R-32 | 200 ft | 79 ft | [8 empty] | Yes | CTN | 1 | 37.00 in | 38.50 in | 37.00 in |  |  |  | 37.00 in | 38.50 in | 37.00 in | 37.00 in | 38.50 in | 37.00 in |  | 52706.500 inÂ³ | 0.0000 | 52706.500 inÂ³ |  | 293.000 lb |  | 293.000 lb | ALL PARTS - 5 YEARS PARTS | ALL PARTS - 10 YEARS PARTS | ALL PARTS - 10 YEARS PARTS | [6 empty] | ALL PARTS - 5 YEARS PARTS | ALL PARTS - 5 YEARS PARTS | ALL PARTS - 5 YEARS PARTS |  |  |  |  | Goodman Split Heat Pump 15.2 SEER2, Single Stage | Goodman GLZS4B Split Heat Pump 15.2 SEER2 & HSPF, Single Stage, Ton, | Goodman GLZS4B Split Heat Pump 15.2 SEER2 & HSPF, Single Stage, Ton, | Active | 0161R00128;ABK-20;ASC01A;CSR-U-2;CSR-U-3;FSK01A;LSK02A;OT18-60A;0161R00128 | Equipment/Residential Split System/Split Heat Pump
MBVC1601AA-1 | Corporate | Unitary | Air Handler | Unitary Split System | Air Handler | Equipment | Indoor | Residential-Single Family | MBVC_1 | MBVC | MBVC Modular Blower, Variable Speed ECM |  | Multi-Position, Variable-Speed ECM-Based, Modular Blower ComfortBridgeâ„¢ Compatible |  | 1. Variable-speed ECM blower motor;2. Integrated communicating ComfortBridgeâ„¢ technology;3. Commissioning and diagnostics via on board Bluetooth with the CoolCloud phone and tablet application. ;4. Advanced configuration of the airflow and tonnage in communicating mode;5. Provides constant CFM over a wide range of static pressure conditions independent of duct system;6. CFM indicator;7. Provides adjustable low CFM for efficient fan-only operation;8. Improved humidity and comfort control;9. Built-in compatibility with multi-stage heat pump and cooling applications;10. 3 kW â€“ 21 kW electric heat kits;11. Blower section usable as electric heater;12. AHRI certified;13. ETL listed | 1. Horizontal or vertical configuration capabilities;2. 21" depth for easier attic access;3. Foil-faced insulation covers the internal casing to reduce cabinet condensation;4. Galvanized, leather grain-embossed finish;5. Cabinet air leakage less than 2% at 1.0 inch H20 when tested in accordance with ASHRE standard 193;6. Cabinet air leakage less than 1.4% at 0.5 inch H20 when tested in accordance with ASHRE standard 193 | Ducted Multi-position | Yes | ComfortBridge Technology compatible |  | EAR99 |  |  |  | 865 $ |  | Yes | 663051597457 | EA | 8 | USA | 8414.59.6560 | 8414.59.00.92 | MBVC Ducted Multi-position Modular Blower, Variable Speed ECM Motor, CFM, Cabinet, ComfortBridge Technology compatible | modular blower | [34 empty] | Upflow/Downflow/Horizontal | Yes | MBVC1601AA-1 | [36 empty] | AC | [7 empty] | 15 A |  | 253 V |  | 197 V |  |  |  | 60 Hz | 1 Ph |  | 208-230 V | [29 empty] | 10 in | 6 in | [5 empty] | Electric | [6 empty] | TXV | [14 empty] | Variable Speed ECM | [94 empty] | Yes | CTN | 1 | 26.00 in | 32.75 in | 23.50 in |  |  |  | 54.00 in | 70.00 in | 50.00 in | 26.00 in | 32.75 in | 23.50 in | 0 inÂ³ | 20010.250 inÂ³ | 0.0000 | 20010.250 inÂ³ | 0 inÂ³ | 85.000 lb |  | 85.000 lb | ALL PARTS - 5 YEARS PARTS | ALL PARTS - 10 YEARS PARTS | ALL PARTS - 10 YEARS PARTS | [6 empty] | ALL PARTS - 5 YEARS PARTS | ALL PARTS - 5 YEARS PARTS | ALL PARTS - 5 YEARS PARTS |  |  |  |  | MBVC Air Handler, Variable Speed ECM Motor | MBVC Air Handler, Variable Speed ECM Motor, CFM | MBVC Ducted Multi-position Modular Blower, Variable Speed ECM Motor, CFM, Cabinet, ComfortBridge Technology compatible | Active | HKR-03;HKR-06 | Equipment/Residential Split System/Air Handler
CAPFA4226C3 | Corporate | Unitary | Coil | Unitary Split System | Cooling Only | Equipment | Indoor | Residential-Single Family | CAPFA_32 | CAPFA AlumaFin7â„¢ | CAPFA AlumaFin7â„¢ Evaporator Coil, Upflow/Downflow, 3.5 Ton |  | CAPFA AlumaFin7â„¢ Evaporator Coil |  | All-Aluminum evaporator coil;Optimized for use with R-32 refrigerant including circuits and manifolds;R-32 sensor designed for the life span of the coil;Factory-installed optimized metering device (piston);Standardized copper suction tube stub length;21" depth for easier attic access;Single front access panel;Foil-faced insulation covers the internal casing to reduce cabinet condensation;Vertical application;Galvanized, leather grain-embossed finish;Rust resistant, thermoplastic drain pans featuring a low water-retention design;DecaBDE-free thermoplastic drain pan with secondary drain connections;Drain pan rails designed to remove and reposition coils with ease without compromising structural integrity;UV-resistant drain pan;AHRI certified;ETL listed |  | Ducted | No |  |  | EAR99 | [6 empty] | 663051696310 | EA | 8 | USA | 8415.90.8025 | 8415.90.90.00 | CAPFA AlumaFin7â„¢ Cased Aluminum Evaporator Coil, Upflow/Downflow, 2.5-3.5 Ton, 26 in Cabinet with Orifice Expansion | 3.5T Cased Upflow/Downflow R-32 Coil | [35 empty] | Yes | CAPFA4226C3 | [72 empty] | Painted | Cased | [15 empty] | 21 in | 21 in | 26 in |  |  |  |  | 3 | 17 |  | Orifice | [79 empty] | 3.5 | 2.5;3.5 |  | 3/4 in | [7 empty] | 7/8 in |  |  | 3/8 in |  |  |  |  | R-32 | [10 empty] | Yes | CTN | 1 | 26.25 in | 28.50 in | 23.50 in |  |  |  | 54.00 in | 61.50 in | 50.00 in | 26.25 in | 28.50 in | 23.50 in |  | 17580.937 inÂ³ | 0.0000 | 17580.937 inÂ³ |  | 57.000 lb |  | 57.000 lb | ALL PARTS - 5 YEARS PARTS | ALL PARTS - 10 YEARS PARTS | ALL PARTS - 10 YEARS PARTS | 10 YEARS UNIT REPLACEMENT | 5 YEARS UNIT REPLACEMENT | 10 YEARS UNIT REPLACEMENT |  |  |  | ALL PARTS - 5 YEARS PARTS | ALL PARTS - 5 YEARS PARTS | ALL PARTS - 5 YEARS PARTS | 5 YEARS UNIT REPLACEMENT | 5 YEARS UNIT REPLACEMENT | 5 YEARS UNIT REPLACEMENT |  | CAPFA AlumaFin7â„¢ Evaporator Coil, Upflow/Downflow, 3.5 Ton | CAPFA AlumaFin7â„¢ Evaporator Coil, Upflow/Downflow, 3.5 Ton | CAPFA AlumaFin7â„¢ Cased Aluminum Evaporator Coil, Upflow/Downflow, 2.5-3.5 Ton, 26 in Cabinet with Orifice Expansion | Active |  | Equipment/Residential Split System/Coil
FTX24BXVJU | Daikin | Ductless Mini-Splits | Mini-Split Fan Coils | Mini-Split | Heat Pump | Equipment | Indoor | Residential-Single Family | FTX_BXVJU | Daikin OTERRA | Series Indoor Mini-Split Fan Coils |  | 0.75 - 2.0 Ton Wall Mounted Unit Heat Pump | Inverter Technology Reduces Energy Cost;Uniform Air Circualtion;Optimal Comfort;Quiet Operations;Clean and Purified Indoor Air;Easy to Clean;Worry Free operation | Inverter;Power-airflow Dual Flaps;Wide Angle Louvers;Vericle Auto-Swing (Up and Down);Auto Fan Speed;Quiet Operation;Auto Defrosting;Automatic Operation;Programme Dry Function;Fan Only Mode;Sleep mode;R/C with backlight & Signal Receiving Sign;Catechin Filter/Green Tea Filter;Titanium Apatite Air-Purifying Filter;Wipe Clean Flat Panel;Auto Restart (after power failure);Self-Diagnosis |  |  | No |  |  | EAR99 | [7 empty] | EA | 12 | Malaysia | 8415.90.8065 | 8415.90.90.00 |  | 2 Ton, Heatpump, Ductless, IDU Daikin OTERRA | [35 empty] | No | FTX24BXVJU | [6 empty] | 114.8 Â°F | 50 Â°F | [6 empty] | 64.4 Â°F | 5 Â°F |  |  |  |  | 95 Â°F | 75 Â°F | 80 Â°F | 67 Â°F | 47 Â°F | 43 Â°F | 70 Â°F | 60 Â°F | [8 empty] | AC | [6 empty] | L1, L2, L3, Ground | 20 A |  |  | 16.55 A |  |  |  |  | 60 Hz | 1 Ph |  | 208/230 V |  |  | 716 ftÂ³/min | 716 ftÂ³/min | 467 ftÂ³/min | 467 ftÂ³/min | 605 ftÂ³/min | 605 ftÂ³/min | 754 ftÂ³/min | 754 ftÂ³/min | 395 ftÂ³/min | 395 ftÂ³/min | [21 empty] | 11-1/3 in | 11-11/16 in | 39-1/2 in | [14 empty] | Air Cooled | [5 empty] | 0.63 | [13 empty] | 53 dBA | 53 dBA | 39 dBA | 38 dBA | 45 dBA | 43 dBA |  |  | 34 dBA | 34 dBA | [8 empty] | 31 lb | [11 empty] | 21200 Btu/H |  |  |  | 6.21 kW | [8 empty] | 23600 Btu/H |  |  | 6.92 kW | [6 empty] | 2.0 |  |  | 5/8 in | [7 empty] | 5/8 in |  |  | 1/4 in | 0 ft | 25 ft |  |  | R-410A | 99 ft | [9 empty] | Yes | CTN | 1 | 42.00 in | 15.00 in | 14.50 in |  |  |  | 62.00 in | 50.00 in | 42.00 in | 42.00 in | 15.00 in | 14.50 in | 0 inÂ³ | 9135.000 inÂ³ | 0.0000 | 9135.000 inÂ³ | 0 inÂ³ | 36.000 lb |  | 36.000 lb | ALL PARTS - 5 YEARS PARTS | ALL PARTS - 12 YEARS PARTS | ALL PARTS - 12 YEARS PARTS | [6 empty] | ALL PARTS - 5 YEARS PARTS | ALL PARTS - 5 YEARS PARTS | ALL PARTS - 5 YEARS PARTS |  |  |  |  | 2 Ton, Heatpump, Ductless, IDU Daikin OTERRA | 2 Ton, Heatpump, Ductless, IDU Daikin OTERRA | 2 Ton, Heatpump, Ductless, IDU Daikin OTERRA | Obsolete | AZAI6WSCDKB;AZAI6WSPDKC;BRC51D61;DACA-CP1-1;DACA-CP4-1;DTST-LTE-LA-A;DTST-ONE-ADA-A;AZAI6WSCDKB;AZAI6WSPDKC;BRC51D61;DACA-CP1-1;DACA-CP4-1;DTST-LTE-LA-A;DTST-ONE-ADA-A | Equipment/Mini-Split/Mini-Split Fan Coils
GLXS3BN1810 | Goodman | Unitary | Split Air Conditioner | Unitary Split System | Cooling Only | Equipment | Outdoor | Residential-Single Family | GLXS3B | GLXS3B | Goodman Split Air Conditioner 13.4 SEER2, Single Stage | 13.4 SEER2 |  |  | Energy-Efficienct Compressor;Fully charged for 15' of tubing length;Copper tube/ enhanced aluminum fin coil-5mm diameter;Factory-installed filter drier;Sweat connection service valves with easy access to gauge ports;Enclosed contactor with lug connection;High-pressure switch;Capacitors with extended life;AHRI Certified;ETL Listed | Removable grille-style top design compliant with UL 60335-2-40;Venturi for increased velocity of airflow;Attractive Architectural Gray powder-paint finish with 500-hour salt-spray approval;Wire fan discharge grille;Steel louver coil guard;Top and side maintenance access;Single-panel access to controls with space provided for field-installed accessories;When properly anchored, meets the 2023 Florida Building Code unit integrity requirements for hurricane-type winds (Anchor bracket kits available.) |  | No | Non-Communicating |  | EAR99 | [6 empty] | 663051715868 | EA | 2 | USA | 8415.90.8085 | 8415.90.90.00 | Goodman Split Air Conditioner 13.4 SEER2, Single Stage, 1.5 Ton, Non-Communicating | 13.4 SEER2 R-32 AC, 1.5T |  |  | 18000 Btu/H | [9 empty] | 11.2 |  |  | No | [12 empty] | 13.4 | [6 empty] | Yes | GLXS3BN1810 | [6 empty] | 115 Â°F | 55 Â°F | [12 empty] | 95 Â°F | 75 Â°F | [22 empty] | 15 A |  |  | 10.9 A |  |  |  |  | 60 Hz | 1 Ph |  | 208/230 V | 8.2 A | [19 empty] | Single Stage | Rotary | [11 empty] | 26 in | 27.5 in | 26 in | [34 empty] | 74 dBA | [17 empty] | 114 lb | [11 empty] | 18000 Btu/H | [22 empty] | 1.5 |  | 0.55 |  | 53 oz | [9 empty] | 3/8 in |  |  |  | 15 ft | R-32 | 150 ft | 79 ft |  |  | 3/4 in | [5 empty] | Yes | CTN | 1 | 27.50 in | 29.50 in | 27.50 in |  |  |  | 27.50 in | 29.50 in | 55.00 in | 27.50 in | 29.50 in | 27.50 in |  | 22309.375 inÂ³ | 0.0000 | 22309.375 inÂ³ |  | 129.000 lb |  | 129.000 lb | ALL PARTS - 5 YEARS PARTS | ALL PARTS - 10 YEARS PARTS | ALL PARTS - 10 YEARS PARTS | [6 empty] | ALL PARTS - 5 YEARS PARTS | ALL PARTS - 5 YEARS PARTS | ALL PARTS - 5 YEARS PARTS |  |  |  |  | Goodman Split Air Conditioner 13.4 SEER2, Single Stage | Goodman Split Air Conditioner 13.4 SEER2, Single Stage, 1.5 Ton, Non-Communicating | Goodman Split Air Conditioner 13.4 SEER2, Single Stage, 1.5 Ton, Non-Communicating | Active | 0130R00000S;0161R00128;ABK-20;ASC01A;CSR-U-1;FSK01A;LAKT01;LSK02A | Equipment/Residential Split System/Split Air Conditioner
GR9S960603BN | Goodman | Unitary | Gas Furnace | Unitary Split System | Heating Only | Equipment | Indoor | Residential-Single Family | GR9S96 |  | Goodman 96% AFUE Gas Furnace Nine Speed ECM, Single Stage | 0.96 | Single-Stage Multi-Speed ECM Gas Furnace Up to 96% AFUE | 1. High reliabilitynd quality;2. Faster condensate water drainagend no unit water leakage;3. Durablend long igniter life;4. Provisions for electronicir cleanernd humidifier;5. Energy Efficientnd quiet circulation;6. Self-diagnostic control board with constant memory;7. Meets the performance requirements forHRI certificationnd complies with ETL Northmerican safety standards.;8. Tax Credit;9. Simple installationnd setup;10. Easy Connection for EACnd Humidifier;11. Extra option forir flow;12. High staticirflow capability;13. Lower NOx emission | 1. Heavy-dutyluminized-steel tubular heat exchanger;2. Stainless-steel sloped secondary heat exchanger;3. Silicon Nitride igniter;4. Color-coded low-voltage terminals;5. Multi-speed ECM blower motor with continuous fan speed;6. Fault code LED Output;7.HRI Certified - ETL Listed;8. Energy Star;9. Single-Stage gas Valve;10. Furnace control board with self-diagnosticsnd provisions for electronicir cleanernd 120-volt or 24-volt humidifiers;11. Low constant fan speed circulatesir throughout the home;12. High static;13.ll models comply with California Ultra-Low N0x 14 ng/J |  | Ducted | No |  |  | EAR99 | [6 empty] | 663051686236 | EA | 4 | USA | 7322.90.0015 | 7322.90.10.21 | Goodman 96% AFUE Gas Furnace Nine Speed ECM, Single Stage, Upflow/Horizontal, 60000 BTUH/H, Low NOx | fer uf furnace | 96 % | [33 empty] | Upflow/Horizontal | Yes | GR9S960603BN | [31 empty] | 30-60 Â°F | [12 empty] | 15 A |  |  | 10.1 A |  |  |  |  | 60 Hz | 1 Ph |  | 115 V |  |  |  | 1200 ftÂ³/min | [25 empty] | 11 in | 8 in |  |  | 28 in | 33-3/8 in | 17-1/2 in |  | Yes | [12 empty] | Air Cooled | [7 empty] | Nine Speed ECM |  |  |  |  | Low NOx | [24 empty] | 111 lb |  | 0.5 metric hp | [26 empty] | 60000 Btu | 58200 | [9 empty] | Single Stage | [19 empty] | 4 in |  |  |  |  | Yes | CTN | 1 | 30.00 in | 38.50 in | 18.50 in |  |  |  | 60.00 in | 38.50 in | 37.00 in | 30.00 in | 38.50 in | 18.50 in |  | 21367.500 inÂ³ | 0.0000 | 21367.500 inÂ³ |  | 160.000 lb |  | 160.000 lb | ALL PARTS - 5 YEARS PARTS;HEAT EXCHANGER - 20 YEARS PARTS | HEAT EXCHANGER - 20 YEARS PARTS;ALL PARTS - 10 YEARS PARTS | ALL PARTS - 10 YEARS PARTS;HEAT EXCHANGER - LIFETIME PARTS;ALL PARTS - 10 YEARS PARTS;HEAT EXCHANGER - 20 YEARS PARTS;HEAT EXCHANGER - 79 YEARS PARTS |  |  | HEAT EXCHANGER - 10 YEARS UNIT REPLACEMENT;HEAT EXCHANGER - 10 YEARS UNIT REPLACEMENT |  |  |  | ALL PARTS - 5 YEARS PARTS;HEAT EXCHANGER - 20 YEARS PARTS | HEAT EXCHANGER - 20 YEARS PARTS;ALL PARTS - 5 YEARS PARTS | HEAT EXCHANGER - 20 YEARS PARTS;ALL PARTS - 5 YEARS PARTS |  |  |  |  | Goodman 96% AFUE Gas Furnace Nine Speed ECM, Single Stage | Goodman 96% AFUE Gas Furnace Nine Speed ECM, Single Stage, Upflow/Horizontal, 60000 BTUH/H, Low NOx | Goodman 96% AFUE Gas Furnace Nine Speed ECM, Single Stage, Upflow/Horizontal, 60000 BTUH/H, Low NOx | Active |  | Equipment/Residential Split System/Gas Furnace
RK12BXVJU | Daikin | Ductless Mini-Splits | Mini-Split Air Conditioner | Mini-Split | Cooling Only | Equipment | Outdoor | Residential-Single Family | RK_BXVJU | Daikin OTERRA | Daikin Daikin OTERRA Series Outdoor Mini-Split Air Conditioner, Single Zone |  | 0.75- 2.0 Ton Single Split Air Conditioner 20 SEER2/ upto 12.5 EER2 | Energy Savings;Long lasting heat exchanger;Whisper quiet with specially designed airflow pattern;Effective cooling throughout the space;Control via a user-friendly remote control;12 year warranty;Energy Efficient;Discreet wall mount | Inverter Powerful Operation;Anti Corrosion Treatment of Heat Exchanger;Wide Angle Louvers;Vertical Auto Swing (up and Down);Auto Fan Speed;Indoor Unit Quiet Operations;Energy Saving Function;Sleep mode;Indoor unit ON/OFF button;R/C with Backlight;Catechin Filter/Green Tea Filter;Titanium Apatite Air Purifying Filter;Auto restart (after power failure);Extended operation to -4F with facility setting and wind baffles |  |  | No |  |  | EAR99 | [7 empty] | EA | 8 | Malaysia | 8415.90.8065 | 8415.90.90.00 |  | 1 Ton, Cooling only, Ductless ODU Daikin OTERRA | [35 empty] | No | RK12BXVJU | [6 empty] | 115 Â°F | 50 Â°F | [12 empty] | 95 Â°F | 75 Â°F | 80 Â°F | 67 Â°F | [12 empty] | AC |  |  | 22 | 15 A |  |  | L1, L2, L3, Ground | 15 A |  |  | 12.35 A |  |  |  |  | 60 Hz | 1 Ph |  | 208/230 V |  |  | 1051 ftÂ³/min | [17 empty] | Inverter | Swing | [11 empty] | 11-3/16 in | 21-11/16 in | 26-1/2 in | [7 empty] | EEV | [6 empty] | Air Cooled | [5 empty] | 0.18 | [13 empty] | 49 dBA | [17 empty] | 60 lb | [9 empty] | 13300 Btu/H | 4400 Btu/H | 10900 Btu/H |  |  |  | 3.2 kW | [18 empty] | 1 |  | 0.21 |  | 2.09 lb | [6 empty] | 3/8 in |  |  | 1/4 in | 0 ft | 25 ft | PVE (FVC50K) | 33 ft | R-410A | 65 ft | 49 ft | [8 empty] | Yes | CTN | 1 | 31.00 in | 24.00 in | 15.00 in |  |  |  | 62.00 in | 53.00 in | 32.00 in | 31.00 in | 24.00 in | 15.00 in | 0 inÂ³ | 11160.000 inÂ³ | 0.0000 | 11160.000 inÂ³ | 0 inÂ³ | 66.000 lb |  | 66.000 lb | ALL PARTS - 5 YEARS PARTS | ALL PARTS - 12 YEARS PARTS | ALL PARTS - 12 YEARS PARTS | [6 empty] | ALL PARTS - 5 YEARS PARTS | ALL PARTS - 5 YEARS PARTS | ALL PARTS - 5 YEARS PARTS |  |  |  |  | 1 Ton, Cooling only, Ductless ODU Daikin OTERRA | 1 Ton, Cooling only, Ductless ODU Daikin OTERRA | 1 Ton, Cooling only, Ductless ODU Daikin OTERRA | Obsolete | BRC51D61;BRC944B2;DACA-WB-3;KEH067A41E;KKG067A41;KPW937F4;BRC51D61;BRC944B2;DACA-WB-3
CAPTA4230D3 | Corporate | Unitary | Coil | Unitary Split System | Cooling Only | Equipment | Indoor | Residential-Single Family | CAPTA_3 | CAPTA AlumaFin7â„¢ | CAPTA AlumaFin7â„¢ Evaporator Coil, Upflow/Downflow, 3.5 Ton |  | CAPTA AlumaFin7â„¢ Evaporator Coil |  | All-Aluminum evaporator coil ;Optimized for use with R-32 refrigerant including circuits and manifolds;R-32 sensor designed for the life span of the coil;Factory-installed thermal expansion valves for cooling and heat pump applications;Standardized copper suction tube stub length;Check flowrator for cooling and heat pump applications;Vertical application;21" depth for easier attic access;Single front access panel;Foil-faced insulation covers the internal casing to reduce cabinet condensation;Galvanized, leather grain-embossed finish;Rust resistant, thermoplastic drain pan featuring a low water-retention design;DecaBDE-free thermoplastic drain pan with secondary drain connections;Drain pan rails designed to remove and reposition coils with ease without compromising structural integrity;UV-resistant drain pan;AHRI certified;ETL Listed |  | Ducted | No |  |  | EAR99 | [6 empty] | 663051688438 | EA | 8 | USA | 8415.90.8025 | 8415.90.90.00 | CAPTA AlumaFin7â„¢ Cased Evaporator Coil, Upflow/Downflow, 2.5-3.5 Ton, 24.5 in Cabinet with TXV Expansion | 3.5T Cased Upflow/Downflow R-32 Coil with TXV | [35 empty] | Yes | CAPTA4230D3 | [72 empty] | Painted | Cased | [15 empty] | 21 in | 30 in | 24.5 in | [7 empty] | TXV | [79 empty] | 3.5 | 2.5;3.5 |  | 3/4 in | [7 empty] | 7/8 in |  |  | 3/8 in |  |  |  |  | R-32 | [10 empty] | Yes | CTN | 1 | 26.75 in | 32.25 in | 26.00 in |  |  |  | 55.00 in | 69.00 in | 54.00 in | 26.75 in | 32.25 in | 26.00 in |  | 22429.875 inÂ³ | 0.0000 | 22429.875 inÂ³ |  | 70.000 lb |  | 70.000 lb | ALL PARTS - 5 YEARS PARTS | ALL PARTS - 10 YEARS PARTS | ALL PARTS - 10 YEARS PARTS | 10 YEARS UNIT REPLACEMENT | 5 YEARS UNIT REPLACEMENT | 10 YEARS UNIT REPLACEMENT |  |  |  | ALL PARTS - 5 YEARS PARTS | ALL PARTS - 5 YEARS PARTS | ALL PARTS - 5 YEARS PARTS | 5 YEARS UNIT REPLACEMENT | 5 YEARS UNIT REPLACEMENT | 5 YEARS UNIT REPLACEMENT |  | CAPTA AlumaFin7â„¢ Evaporator Coil, Upflow/Downflow, 3.5 Ton | CAPTA AlumaFin7â„¢ Evaporator Coil, Upflow/Downflow, 3.5 Ton | CAPTA AlumaFin7â„¢ Cased Evaporator Coil, Upflow/Downflow, 2.5-3.5 Ton, 24.5 in Cabinet with TXV Expansion | Active | 0230K00007;0230K00044;DPICX-DB;0230K00007;0230K00044 | Equipment/Residential Split System/Coil
GD9S800805CX | Goodman | Unitary | Gas Furnace | Unitary Split System | Heating Only | Equipment | Indoor | Residential-Single Family | GD9S80 |  | Goodman 80% AFUE Gas Furnace Multi Speed ECM, Single Stage | 0.8 | Single-Stage Multi-Speed ECM Gas Furnace 80% AFUE | Higher reliabilitynd quality;Durablend long igniter life;Provisions for electronicir cleanernd humidifier;Energy Efficientnd quiet circulation;Self-diagnostic control board with constant memory;Simple installationnd setup;Quietnd simple operation | Heavy-duty stainless-steel tubular heat exchanger;"Silicon Nitride igniter";Color-coded low-voltage terminals;Multi-speed ECM blower motor with continuous fan speed;Fault code LED Output;Single-Stage gas Valve;Single-speed inducer draft blower |  | Ducted |  |  |  | EAR99 | [6 empty] | 663051684782 | EA | 4 |  |  |  | Goodman 80% AFUE Gas Furnace Multi Speed ECM, Single Stage, Downflow/Horizontal, 80000 BTUH/H, Low NOx | fer uf furnace | 80 % | [33 empty] | Downflow/Horizontal | No | GD9S800805CX | [31 empty] | 35-65 Â°F | [12 empty] | 20 A |  |  | 15.3 A |  |  |  |  | 60 Hz | 1 Ph |  | 115 V |  |  |  | 1407 ftÂ³/min | [25 empty] | 10 in | 10 in |  |  | 28 in | 33-3/8 in | 21 in | [14 empty] | Air Cooled | [7 empty] | Multi Speed ECM |  |  |  |  | Low NOx | [24 empty] | 115 lb |  | 1 metric hp | [26 empty] | 80000 Btu | 64,000 | [9 empty] | Single Stage | [24 empty] | Yes | CTN | 1 | 30.00 in | 35.50 in | 22.00 in |  |  |  | 60.00 in | 35.50 in | 44.00 in | 30.00 in | 35.50 in | 22.00 in |  | 23430.000 inÂ³ | 0.0000 | 23430.000 inÂ³ |  | 117.000 lb |  | 117.000 lb | HEAT EXCHANGER - 20 YEARS PARTS;ALL PARTS - 5 YEARS PARTS | ALL PARTS - 10 YEARS PARTS;HEAT EXCHANGER - 20 YEARS PARTS | HEAT EXCHANGER - 79 YEARS PARTS;HEAT EXCHANGER - LIFETIME PARTS;HEAT EXCHANGER - 20 YEARS PARTS;ALL PARTS - 10 YEARS PARTS;ALL PARTS - 10 YEARS PARTS | [6 empty] | HEAT EXCHANGER - 20 YEARS PARTS;ALL PARTS - 5 YEARS PARTS | ALL PARTS - 5 YEARS PARTS;HEAT EXCHANGER - 20 YEARS PARTS | HEAT EXCHANGER - 20 YEARS PARTS;ALL PARTS - 5 YEARS PARTS |  |  |  |  | Goodman 80% AFUE Gas Furnace Multi Speed ECM, Single Stage | Goodman 80% AFUE Gas Furnace Multi Speed ECM, Single Stage, Downflow/Horizontal, 80000 BTUH/H, Low NOx | Goodman 80% AFUE Gas Furnace Multi Speed ECM, Single Stage, Downflow/Horizontal, 80000 BTUH/H, Low NOx | Active |  | Equipment/Residential Split System/Gas Furnace
FTXV12AVJU9 | Daikin | Ductless Mini-Splits | Multi-Split Fan Coil | Multi-Split | Cooling Only | Equipment | Indoor | Residential-Single Family | FTXV_AVJU9 | Multi-Split Fan Coil Indoor | Multi-Split Fan Coil Indoor Indoor Multi-Split Fan Coil |  | R-32 0.75 - 2.0 Ton Wall Mounted Unit | Quiet operation | 12 Year limited Warranty for Parts and Compressor |  | Wall Mounted | Yes |  |  | EAR99 | [7 empty] | EA | 8 | Mexico | 8415.90.8065 | 8415.90.90.00 |  | 1 Ton Wall Mount R-32 | [35 empty] | No | FTXV12AVJU9 | [43 empty] | L1, L2, L3, G | [14 empty] | 392 ftÂ³/min | 438 ftÂ³/min | 226 ftÂ³/min | 240 ftÂ³/min | 293 ftÂ³/min | 318 ftÂ³/min |  |  | 166 ftÂ³/min | 205 ftÂ³/min | [21 empty] | 8-3/4 in | 11-1/4 in | 30-5/16 in | [14 empty] | Air Cooled | [19 empty] | 45 dBA | 45 dBA | 31 dBA | 30 dBA | 37 dBA | 37 dBA |  |  | 24 dBA | 26 dBA | [8 empty] | 19 lb | [34 empty] | 1.0 |  |  | 5/8 in | [7 empty] | 3/8 in |  |  | 1/4 in |  |  |  |  | R-32 | [10 empty] | Yes | CTN | 1 | 33.00 in | 12.50 in | 14.50 in |  |  |  | 48.00 in | 30.00 in | 45.00 in | 33.00 in | 12.50 in | 14.50 in |  | 5981.000 inÂ³ | 0.0000 | 5981.000 inÂ³ |  | 25.000 lb |  | 25.000 lb | ALL PARTS - 5 YEARS PARTS | ALL PARTS - 12 YEARS PARTS | ALL PARTS - 12 YEARS PARTS | [6 empty] | ALL PARTS - 5 YEARS PARTS | ALL PARTS - 5 YEARS PARTS | ALL PARTS - 5 YEARS PARTS |  |  |  |  | 1 Ton Wall Mount R-32 | 1 Ton Wall Mount R-32 | 1 Ton Wall Mount R-32 | Active | AZAI6WSCDKB;AZAI6WSPDKC;BRC944B2;BRCW901A03;BRCW901A08;DACA-CP1-1;DTST-LTE-ADA-A;DTST-ONE-ADA-A;DTST-TOU-ADA-A;KAF970A46;KRP067A41;KRP928BB2S;AZAI6WSCDKB;AZAI6WSPDKC;BRC944B2;BRCW901A03;BRCW901A08;DACA-CP1-1;DTST-LTE-ADA-A;DTST-LTE-LA-A;DTST-ONE-ADA-A;DTST-TOU-ADA-A;KAF970A46;KRP067A41;KRP928BB2S | Equipment/Multi-Split/Multi-Split Fan Coil
CAPTA1818A3 | Corporate | Unitary | Coil | Unitary Split System | Cooling Only | Equipment | Indoor | Residential-Single Family | CAPTA_3 | CAPTA AlumaFin7â„¢ | CAPTA AlumaFin7â„¢ Evaporator Coil, Upflow/Downflow, 1.5 Ton |  | CAPTA AlumaFin7â„¢ Evaporator Coil |  | All-Aluminum evaporator coil ;Optimized for use with R-32 refrigerant including circuits and manifolds;R-32 sensor designed for the life span of the coil;Factory-installed thermal expansion valves for cooling and heat pump applications;Standardized copper suction tube stub length;Check flowrator for cooling and heat pump applications;Vertical application;21" depth for easier attic access;Single front access panel;Foil-faced insulation covers the internal casing to reduce cabinet condensation;Galvanized, leather grain-embossed finish;Rust resistant, thermoplastic drain pan featuring a low water-retention design;DecaBDE-free thermoplastic drain pan with secondary drain connections;Drain pan rails designed to remove and reposition coils with ease without compromising structural integrity;UV-resistant drain pan;AHRI certified;ETL Listed |  | Ducted | No |  |  | EAR99 | [6 empty] | 663051688308 | EA | 12 | USA | 8415.90.8025 | 8415.90.90.00 | CAPTA AlumaFin7â„¢ Cased Evaporator Coil, Upflow/Downflow, 1.5 Ton, 14 in Cabinet with TXV Expansion | 1.5T Cased Upflow/Downflow R-32 Coil with TXV | [35 empty] | Yes | CAPTA1818A3 | [72 empty] | Painted | Cased | [15 empty] | 21 in | 18 in | 14 in | [7 empty] | TXV | [79 empty] | 1.5 | 1.5 |  | 3/4 in | [7 empty] | 3/4 in |  |  | 3/8 in |  |  |  |  | R-32 | [10 empty] | Yes | CTN | 1 | 26.00 in | 20.50 in | 16.25 in |  |  |  | 54.00 in | 45.50 in | 50.00 in | 26.00 in | 20.50 in | 16.25 in |  | 8661.250 inÂ³ | 0.0000 | 8661.250 inÂ³ |  | 36.000 lb |  | 36.000 lb | ALL PARTS - 5 YEARS PARTS | ALL PARTS - 10 YEARS PARTS | ALL PARTS - 10 YEARS PARTS | 10 YEARS UNIT REPLACEMENT | 5 YEARS UNIT REPLACEMENT | 10 YEARS UNIT REPLACEMENT |  |  |  | ALL PARTS - 5 YEARS PARTS | ALL PARTS - 5 YEARS PARTS | ALL PARTS - 5 YEARS PARTS | 5 YEARS UNIT REPLACEMENT | 5 YEARS UNIT REPLACEMENT | 5 YEARS UNIT REPLACEMENT |  | CAPTA AlumaFin7â„¢ Evaporator Coil, Upflow/Downflow, 1.5 Ton | CAPTA AlumaFin7â„¢ Evaporator Coil, Upflow/Downflow, 1.5 Ton | CAPTA AlumaFin7â„¢ Cased Evaporator Coil, Upflow/Downflow, 1.5 Ton, 14 in Cabinet with TXV Expansion | Active | 0230K00007;0230K00044;DPICX-AB;HTP7-A;0230K00007;0230K00044 | Equipment/Residential Split System/Coil
GD9T800804BX | Goodman | Unitary | Gas Furnace | Unitary Split System | Heating Only | Equipment | Indoor | Residential-Single Family | GD9T80 |  | Goodman 80% AFUE Gas Furnace Multi Speed ECM, Two Stage | 0.8 | Two-Stage Multi-Speed ECM Gas Furnace up to 80% AFUE | High reliabilitynd quality;Durablend long igniter life;Provisions for electronicir cleanernd humidifier;Quietnd Economical heating;Energy Efficientnd quiet circulation;Self-diagnostic control board with constant memory;Operates on two-stage or single-stage thermostats;Easy Connection for EACnd Humidifier | Heavy-dutyluminized-steel tubular heat exchanger;"Silicon Nitride igniter";Color-coded low-voltage terminals ;Two-Stage gas valve; Multi-speed ECM blower motor with continuous fan speed;Fault code LED Output;Two-stage gas valve;Furnace control board with self-diagnosticsnd provisions for electronicir cleanernd 120-volt or 24-volt humidifiers |  | Ducted |  |  |  | EAR99 | [6 empty] | 663051685499 | EA | 4 |  |  |  | Goodman 80% AFUE Gas Furnace Multi Speed ECM, Two Stage, Downflow/Horizontal, 80000 BTUH/H, Low NOx | fer cf furnace | 80 % | [33 empty] | Downflow/Horizontal | No | GD9T800804BX | [31 empty] | 30-60 Â°F | [12 empty] | 15 A |  |  | 12.45 A |  |  |  |  | 60 Hz | 1 Ph |  | 115 V | [29 empty] | 10 in | 8 in |  |  | 28 in | 33-3/8 in | 17-1/2 in | [14 empty] | Air Cooled | [7 empty] | Multi Speed ECM |  |  |  |  | Low NOx | [24 empty] | 121 lb |  | 3/4 metric hp | [26 empty] | 80000 Btu | 64,000 |  | 56,000 | 44,800 | [6 empty] | Two Stage | [24 empty] | Yes | CTN | 1 | 30.00 in | 35.50 in | 18.50 in |  |  |  | 60.00 in | 35.50 in | 37.00 in | 30.00 in | 35.50 in | 18.50 in |  | 19702.500 inÂ³ | 0.0000 | 19702.500 inÂ³ |  | 111.000 lb |  | 111.000 lb | HEAT EXCHANGER - 20 YEARS PARTS;ALL PARTS - 5 YEARS PARTS | ALL PARTS - 10 YEARS PARTS;HEAT EXCHANGER - 20 YEARS PARTS | ALL PARTS - 10 YEARS PARTS;ALL PARTS - 10 YEARS PARTS;HEAT EXCHANGER - 20 YEARS PARTS;HEAT EXCHANGER - 79 YEARS PARTS;HEAT EXCHANGER - LIFETIME PARTS |  |  | HEAT EXCHANGER - 10 YEARS UNIT REPLACEMENT;HEAT EXCHANGER - 10 YEARS UNIT REPLACEMENT |  |  |  | ALL PARTS - 5 YEARS PARTS;HEAT EXCHANGER - 20 YEARS PARTS | HEAT EXCHANGER - 20 YEARS PARTS;ALL PARTS - 5 YEARS PARTS | ALL PARTS - 5 YEARS PARTS;HEAT EXCHANGER - 20 YEARS PARTS |  |  |  |  | Goodman 80% AFUE Gas Furnace Multi Speed ECM, Two Stage | Goodman 80% AFUE Gas Furnace Multi Speed ECM, Two Stage, Downflow/Horizontal, 80000 BTUH/H, Low NOx | Goodman 80% AFUE Gas Furnace Multi Speed ECM, Two Stage, Downflow/Horizontal, 80000 BTUH/H, Low NOx | Active |  | Equipment/Residential Split System/Gas Furnace
AMST48CU1300 | Corporate | Unitary | Air Handler | Unitary Split System | Air Handler | Equipment | Indoor | Residential-Single Family | AMST_32 | AMST | AMST Air Handler, Nine Speed ECM Motor, 4 Ton |  | Multi-Position, Multi-Speed, ECM-Based Air Handler with Internal TXV 1Â½ to 5 Tons | All-Aluminum tube/aluminum fin coil;Direct-drive, resilient-mount, 9-speed ECM motor;Available without heat or with sequence-controlled and rust-resistant nickel chromium heating elements of 5, 6, 8 or 10 kW;High-efficiency evaporator coil;Quiet operation;Primary/secondary drain connection in a high-temperature plastic drain pan;Suitable for free-return installation (non-ducted return air);Galvanized-steel construction;Factory-installed pull-type disconnect;Easy service access;AHRI Certified; ETL Listed | Internal factory-installed thermal expansion valves for cooling and heat pump applications;Direct drive, 9-speed ECM blower motor;Factory installed 7mm AlumaFin7â„¢ Evaporator Coil on 1Â½ to 3Â½ Ton models and 3/8 in. Evaporator Coil on 4 to 5 Ton models;All-aluminum evaporator coil with high-performance coated fin stock;Coil mounting track for quick repositioning;Optimized for use with R-32 refrigerant with factory installed leak detection sensor for A2L mitigation.;Cabinet air leakage less than 2.0% at 1.0 inch H2O when tested in accordance with ASHRAE standard 193;Cabinet air leakage less than 1.4% at 0.5 inch H2O when tested in accordance with ASHRAE standard 193;3 kW â€“ 25 kW electric heater kits;AHRI certified;ETL listed | Rigid SmartFrame cabinet;Horizontal or vertical configuration capabilities;21â€ depth for easier attic access;DecaBDE-free thermoplastic drain pan with secondary drain connections;Screw-less sides and back helps to reduce condensation when installed in humid locations;Foil-faced insulation covers the internal casing to reduce cabinet condensation;Galvanized, leather grain-embossed finish;Glue-less cabinet insulation retention;Tool-less filter access | Ducted Multi-position | No |  |  | EAR99 | [6 empty] | 663051689206 | EA | 4 | USA | 8415.90.8085 | 8415.90.90.00 | AMST Ducted Multi-position Air Handler, Nine Speed ECM Motor, 2-5 Ton, 21-1/8 in Cabinet with TXV Expansion, | Multi-Position, Multi-Speed, ECB-Based Air Handler with Internal TXV R-32 |  |  | 48000 Btu/H | [32 empty] | Yes | AMST48CU1300 | [41 empty] | 5.7 A |  |  | 15 A |  | 253 V | 7.1 A | 197 V |  |  |  | 60 Hz | 1 Ph |  | 208/230 V | [29 empty] | 10 in | 10 in |  |  | 21 in | 58 in | 21-1/8 in | [6 empty] | 1345 r/min | TXV | [14 empty] | Nine Speed ECM | [6 empty] | 9 | [22 empty] | 153 lb |  | 3/4 metric hp | [32 empty] | 4 | 2;5 |  | 3/4 in | 0.5 oz | [6 empty] | 3/4 in |  |  | 3/8 in |  |  |  |  | R-32 | [10 empty] | Yes | CTN | 1 | 23.00 in | 62.00 in | 22.00 in |  |  |  | 46.00 in | 62.00 in | 44.00 in | 23.00 in | 62.00 in | 22.00 in |  | 31372.000 inÂ³ | 0.0000 | 31372.000 inÂ³ |  | 161.000 lb |  | 161.000 lb | ALL PARTS - 5 YEARS PARTS | ALL PARTS - 10 YEARS PARTS | ALL PARTS - 10 YEARS PARTS | [6 empty] | ALL PARTS - 5 YEARS PARTS | ALL PARTS - 5 YEARS PARTS | ALL PARTS - 5 YEARS PARTS |  |  |  |  | Multi-Position, Multi-Speed, ECB-Based Air Handler with Internal TXV R-32 | Multi-Position, Multi-Speed, ECB-Based Air Handler with Internal TXV R-32 | Multi-Position, Multi-Speed, ECB-Based Air Handler with Internal TXV R-32 | Active | HKTSD05X1;HKTSD08X1;HKTSD10X1;HKTSD15X3;HKTSD15XA;HKTSD15XB;HKTSD19CA;HKTSD19CB;HKTSN03X1;HKTSN05X1;HKTSN06X1;HKTSN08X1;HKTSN10X1;HKTSN15X3 | Equipment/Residential Split System/Air Handler
GR9T960804CN | Goodman | Unitary | Gas Furnace | Unitary Split System | Heating Only | Equipment | Indoor | Residential-Single Family | GR9T96 | GR9T96 | Goodman 96 % AFUE Gas Furnace Multi Speed ECM, Two Stage | 0.96 | Two-Stage Multi-Speed ECM Gas Furnace up to 96% AFUE | "1. High reliability and quality2. Faster condensate water drainage and no unit water leakage3. Durable and long igniter life4. Provisions for electronic air cleaner and humidifier5. Quiet and Economical heating6. Energy Efficient and quiet circulation7. Lower NOx emission8. Self-diagnostic control board with constant memory9. Meets the performance requirements for AHRI certification and complies with ETL North American safety standards.10. Tax Credit11. Operates on two-stage or single-stage thermostats12. Easy Connection for EAC and Humidifier" | "1. Heavy-duty aluminized-steel tubular heat exchanger2. Stainless-steel sloped secondary heat exchanger3. Silicon Nitride igniter4. Color-coded low-voltage terminals5. Two-Stage gas valve6. Multi-speed ECM blower motor with continuous fan speed7. All models comply with California 40 ng/J8. Fault code LED Output9. AHRI Certified - ETL Listed10. Energy Star11. Two-stage gas valve12. Furnace control board with self-diagnostics and provisions for electronic air cleaner and 120-volt or 24-volt humidifiers" | "1. Multi-position installation: upflow, horizontal left or right2. Certified for direct vent (2-pipe) or non-direct vent (1 pipe)3. Easy to install top venting with optional side vent4. Convenient left or right connection for gas and electrical service5. Cabinet air leakage (Qleak) less than or equal to 2%6. Fully insulated heat exchanger and blower section7. Bottom or side return air applications8. Heavy-gage steel cabinet with durable finish" | Ducted |  |  |  | EAR99 | [6 empty] | 663051686748 | EA | 4 | USA | 7322.90.0015 | 7322.90.10.21 | Goodman 96% AFUE Gas Furnace Multi Speed ECM, Two Stage, Upflow/Horizontal, 80000 BTUH/H, Low NOx | 96% multi spd ecm uf fur | 96 % | [33 empty] | Upflow/Horizontal | Yes | GR9T960804CN | [31 empty] | 25-55 Â°F | 25-55 Â°F | [11 empty] | 20 A |  |  | 11.4 A |  |  |  |  | 60 Hz | 1 Ph |  | 115 V |  |  |  | 1784 ftÂ³/min |  | 1234 ftÂ³/min | [23 empty] | 11 in | 10 in |  |  | 28 in | 33-3/8 in | 21 in | [14 empty] | Air Cooled | [7 empty] | Multi Speed ECM |  |  |  |  | Low NOx | [24 empty] | 123 lb |  | 0.75 metric hp | [26 empty] | 80000 Btu | 76800 |  | 56000 | 53760 | [6 empty] | Two Stage | [24 empty] | Yes | CTN | 1 | 30.00 in | 38.50 in | 22.00 in |  |  |  | 60.00 in | 38.50 in | 44.00 in | 30.00 in | 38.50 in | 22.00 in |  | 25410.000 inÂ³ | 0.0000 | 25410.000 inÂ³ |  | 170.000 lb |  | 170.000 lb | HEAT EXCHANGER - 20 YEARS PARTS;ALL PARTS - 5 YEARS PARTS | ALL PARTS - 10 YEARS PARTS;HEAT EXCHANGER - 20 YEARS PARTS | ALL PARTS - 10 YEARS PARTS;ALL PARTS - 10 YEARS PARTS;HEAT EXCHANGER - 20 YEARS PARTS;HEAT EXCHANGER - LIFETIME PARTS;HEAT EXCHANGER - 79 YEARS PARTS |  |  | HEAT EXCHANGER - 10 YEARS UNIT REPLACEMENT;HEAT EXCHANGER - 10 YEARS UNIT REPLACEMENT |  |  |  | HEAT EXCHANGER - 20 YEARS PARTS;ALL PARTS - 5 YEARS PARTS | ALL PARTS - 5 YEARS PARTS;HEAT EXCHANGER - 20 YEARS PARTS | ALL PARTS - 5 YEARS PARTS;HEAT EXCHANGER - 20 YEARS PARTS |  |  |  |  | Goodman 96% AFUE Gas Furnace Multi Speed ECM, Two Stage | Goodman 96% AFUE Gas Furnace Multi Speed ECM, Two Stage, Upflow/Horizontal, 80000 BTUH/H, Low NOx | Goodman 96% AFUE Gas Furnace Multi Speed ECM, Two Stage, Upflow/Horizontal, 80000 BTUH/H, Low NOx | Active |  | Equipment/Residential Split System/Gas Furnace
GR9S800603BX | Goodman | Unitary | Gas Furnace | Unitary Split System | Heating Only | Equipment | Indoor | Residential-Single Family | GR9S80 |  | Goodman 80% AFUE Gas Furnace Multi Speed ECM, Single Stage | 0.8 | Single-Stage Multi-Speed ECM Gas Furnace Up to 80% AFUE | High reliabilitynd quality;Durablend long-igniter life;Provisions for electronicir cleanernd humidifier;Energy Efficientnd quiet circulation;Self-diagnostic control board with constant memory;Simple installationnd setup;Quietnd simple operation | 1. Heavy-dutyluminized-steel tubular heat exchanger;2. "Silicon Nitride igniter";3. Color-coded low-voltage terminals;4. Multi-speed ECM blower motor with continuous fan speed;5. Fault code LED Output;6. Single-Stage gas Valve;7. Single-speed inducer draft blower |  | Ducted |  |  |  | EAR99 | [6 empty] | 663051684850 | EA | 4 |  |  |  | Goodman 80% AFUE Gas Furnace Multi Speed ECM, Single Stage, Upflow/Horizontal, 60000 BTUH/H, Low NOx | fer cf furnace | 80 % | [33 empty] | Upflow/Horizontal | No | GR9S800603BX | [31 empty] | 20-50 Â°F | [12 empty] | 15 A |  |  | 8.7 A |  |  |  |  | 60 Hz | 1 Ph |  | 115 V | [29 empty] | 10 in | 8 in |  |  | 28 in | 33-3/8 in | 17-1/2 in | [14 empty] | Air Cooled | [7 empty] | Multi Speed ECM |  |  |  |  | Low NOx | [24 empty] | 100 lb |  | 1/2 metric hp | [26 empty] | 60000 Btu | 48,000 | [9 empty] | Single Stage | [24 empty] | Yes | CTN | 1 | 30.00 in | 35.50 in | 18.50 in |  |  |  | 60.00 in | 35.50 in | 37.00 in | 30.00 in | 35.50 in | 18.50 in |  | 19702.500 inÂ³ | 0.0000 | 19702.500 inÂ³ |  | 106.090 lb |  | 106.090 lb | ALL PARTS - 5 YEARS PARTS;HEAT EXCHANGER - 20 YEARS PARTS | ALL PARTS - 10 YEARS PARTS;HEAT EXCHANGER - 20 YEARS PARTS | ALL PARTS - 10 YEARS PARTS;HEAT EXCHANGER - LIFETIME PARTS;HEAT EXCHANGER - 79 YEARS PARTS;ALL PARTS - 10 YEARS PARTS;HEAT EXCHANGER - 20 YEARS PARTS | [6 empty] | ALL PARTS - 5 YEARS PARTS;HEAT EXCHANGER - 20 YEARS PARTS | ALL PARTS - 5 YEARS PARTS;HEAT EXCHANGER - 20 YEARS PARTS | HEAT EXCHANGER - 20 YEARS PARTS;ALL PARTS - 5 YEARS PARTS |  |  |  |  | Goodman 80% AFUE Gas Furnace Multi Speed ECM, Single Stage | Goodman 80% AFUE Gas Furnace Multi Speed ECM, Single Stage, Upflow/Horizontal, 60000 BTUH/H, Low NOx | Goodman 80% AFUE Gas Furnace Multi Speed ECM, Single Stage, Upflow/Horizontal, 60000 BTUH/H, Low NOx | Active |  | Equipment/Residential Split System/Gas Furnace
GD9T960403BN | Goodman | Unitary | Gas Furnace | Unitary Split System | Heating Only | Equipment | Indoor | Residential-Single Family | GD9T96 | GD9T96 | Goodman 96% AFUE Gas Furnace Multi Speed ECM, Two Stage | 0.96 | Two Stage, Multi-Speed ECM Gas Furnace Up to 96% AFUE | "1. High reliability and quality2. Faster condensate water drainage and no unit water leakage3. Durable and long igniter life4. Provisions for electronic air cleaner and humidifier5. Energy Efficient and quiet circulation6. Lower NOx emission7. Self-diagnostic control board with constant memory8. Meets the performance requirements for AHRI certification and complies with ETL North American safety standards9. Operates on two-stage or single-stage thermostats10. Easy Connection for EAC and Humidifier" | "1. Heavy-duty aluminized-steel tubular heat exchanger2. Stainless-steel sloped secondary heat exchanger3. Silicon Nitride igniter4. Color-coded low-voltage terminals 5. Multi-speed ECM blower motor with continuous fan speed6. All models comply with California 40 ng/J 7. Fault code LED Output8. AHRI Certified and ETL Listed9. Two-stage gas valve10. Furnace control board with self-diagnostics and provisions for electronic air cleaner and 120-volt or 24-volt humidifiers" |  | Ducted | No |  |  | EAR99 | [6 empty] | 663051686663 | EA | 4 | USA | 7322.90.0015 | 7322.90.10.21 | Goodman 96% AFUE GD9T96 Gas Furnace Multi Speed ECM, Two Stage, Downflow/Horizontal, 40000 Btu BTUH/H, Low NOx | 96% eem cflow furnace | 96 % | [33 empty] | Downflow/Horizontal | Yes | GD9T960403BN | [31 empty] | 25-55 Â°F | 20-50 Â°F | [11 empty] | 15 A |  |  | 7.8 A |  |  |  |  | 60 Hz | 1 Ph |  | 115 V |  |  |  | 882 ftÂ³/min |  | 677 ftÂ³/min | [23 empty] | 10 in | 8 in |  |  | 28 in | 33-3/8 in | 17-1/2 in | [14 empty] | Air Cooled | [7 empty] | Multi Speed ECM |  |  |  |  | Low NOx | [24 empty] | 112 lb |  | 0.5 metric hp | [26 empty] | 40000 Btu | 38400 |  | 28000 | 26880 | [6 empty] | Two Stage | [24 empty] | Yes | CTN | 1 | 30.00 in | 38.50 in | 18.50 in |  |  |  | 60.00 in | 38.50 in | 37.00 in | 30.00 in | 38.50 in | 18.50 in |  | 21367.500 inÂ³ | 0.0000 | 21367.500 inÂ³ |  | 160.000 lb |  | 160.000 lb | ALL PARTS - 5 YEARS PARTS;HEAT EXCHANGER - 20 YEARS PARTS | HEAT EXCHANGER - 20 YEARS PARTS;ALL PARTS - 10 YEARS PARTS | ALL PARTS - 10 YEARS PARTS;HEAT EXCHANGER - 79 YEARS PARTS;ALL PARTS - 10 YEARS PARTS;HEAT EXCHANGER - 20 YEARS PARTS;HEAT EXCHANGER - LIFETIME PARTS |  |  | HEAT EXCHANGER - 10 YEARS UNIT REPLACEMENT;HEAT EXCHANGER - 10 YEARS UNIT REPLACEMENT |  |  |  | ALL PARTS - 5 YEARS PARTS;HEAT EXCHANGER - 20 YEARS PARTS | ALL PARTS - 5 YEARS PARTS;HEAT EXCHANGER - 20 YEARS PARTS | HEAT EXCHANGER - 20 YEARS PARTS;ALL PARTS - 5 YEARS PARTS |  |  |  |  | Goodman 96% AFUE Gas Furnace Multi Speed ECM, Two Stage | Goodman 96% AFUE Gas Furnace Multi Speed ECM, Two Stage, Downflow/Horizontal, 40000 BTUH/H, Low NOx | Goodman 96% AFUE Gas Furnace Multi Speed ECM, Two Stage, Downflow/Horizontal, 40000 BTUH/H, Low NOx | Active |  | Equipment/Residential Split System/Gas Furnace
GLXS3BN6010 | Goodman | Unitary | Split Air Conditioner | Unitary Split System | Cooling Only | Equipment | Outdoor | Residential-Single Family | GLXS3B | GLXS3B | Goodman Split Air Conditioner 13.4 SEER2, Single Stage | 13.4 SEER2 |  |  | Energy-Efficienct Compressor;Fully charged for 15' of tubing length;Copper tube/ enhanced aluminum fin coil-5mm diameter;Factory-installed filter drier;Sweat connection service valves with easy access to gauge ports;Enclosed contactor with lug connection;High-pressure switch;Capacitors with extended life;AHRI Certified;ETL Listed | Removable grille-style top design compliant with UL 60335-2-40;Venturi for increased velocity of airflow;Attractive Architectural Gray powder-paint finish with 500-hour salt-spray approval;Wire fan discharge grille;Steel louver coil guard;Top and side maintenance access;Single-panel access to controls with space provided for field-installed accessories;When properly anchored, meets the 2023 Florida Building Code unit integrity requirements for hurricane-type winds (Anchor bracket kits available.) |  | No | Non-Communicating |  | EAR99 | [6 empty] | 663051715929 | EA | 1 | USA | 8415.90.8085 | 8415.90.90.00 | Goodman Split Air Conditioner 13.4 SEER2, Single Stage, 5 Ton, Non-Communicating | 13.4 seer2 R-32 ac, 5.0t |  |  | 60000 Btu/H | [9 empty] | 11 |  |  | No | [12 empty] | 13.4 | [6 empty] | Yes | GLXS3BN6010 | [6 empty] | 115 Â°F | 55 Â°F | [12 empty] | 95 Â°F | 75 Â°F | [22 empty] | 50 A |  |  | 31.1 A |  |  |  |  | 60 Hz | 1 Ph |  | 208/230 V | 23.872 A | [19 empty] | Single Stage | Scroll | [11 empty] | 35.5 in | 39.5 in | 35.5 in | [34 empty] | 74 dBA | [17 empty] | 229 lb | [11 empty] | 55000 Btu/H | [22 empty] | 5 |  | 0.58 |  | 91 oz | [9 empty] | 3/8 in |  |  |  | 15 ft | R-32 | 200 ft | 79 ft |  |  | 1-1/8 in | [5 empty] | Yes | CTN | 1 | 37.00 in | 42.00 in | 37.00 in |  |  |  | 37.00 in | 42.00 in | 37.00 in | 37.00 in | 42.00 in | 37.00 in |  | 57498.000 inÂ³ | 0.0000 | 57498.000 inÂ³ |  | 244.000 lb |  | 244.000 lb | ALL PARTS - 5 YEARS PARTS | ALL PARTS - 10 YEARS PARTS | ALL PARTS - 10 YEARS PARTS | [6 empty] | ALL PARTS - 5 YEARS PARTS | ALL PARTS - 5 YEARS PARTS | ALL PARTS - 5 YEARS PARTS |  |  |  |  | Goodman Split Air Conditioner 13.4 SEER2, Single Stage | Goodman Split Air Conditioner 13.4 SEER2, Single Stage, 5 Ton, Non-Communicating | Goodman Split Air Conditioner 13.4 SEER2, Single Stage, 5 Ton, Non-Communicating | Active | 0130R00000S;0161R00128;ABK-20;ASC01A;CSR-U-2;CSR-U-3;FSK01A;LSK02A | Equipment/Residential Split System/Split Air Conditioner
RX18BXVJU | Daikin | Ductless Mini-Splits | Mini-Split Heat Pump | Mini-Split | Heat Pump | Equipment | Outdoor | Residential-Single Family | RX_BXVJU | Daikin OTERRA | Daikin 20 Series Outdoor Mini-Split Heat Pump, Single Zone |  | 0.75-2.0 Ton Single Split Heat pump up to 12.5 EER2/20 SEER2/4.06 COP/10 HSPF2 | Energy Savings;Worry Free Operations;Long life of equipment | Inverter Technology;Swing Compressor;Auto Restart (after power failure);Self Diagnosis;Anti-Corrosion Treatment of Outdoor Heat Exchanger;Quiet Operations |  |  | No |  |  | EAR99 | [7 empty] | EA | 6 | Malaysia | 8415.90.8065 | 8415.90.90.00 | Daikin20 Outdoor Mini-Split Heat Pump, & HSPF, Single Zone, Inverter | 1.5 Ton, Heatpump, Ductless, ODU Daikin OTERRA | [35 empty] | No | RX18BXVJU | [6 empty] | 114.8 Â°F | 50 Â°F | [6 empty] | 64.4 Â°F | 5 Â°F |  |  |  |  | 95 Â°F | 75 Â°F | 80 Â°F | 67 Â°F | 47 Â°F | 43 Â°F | 70 Â°F | 60 Â°F | [8 empty] | AC |  |  | 55 | 20 A |  |  | L1, L2, L3, Ground | 20 A |  |  | 16.55 A |  |  |  |  | 60 Hz | 1 Ph |  | 208/230 V |  |  | 1987 ftÂ³/min | 1952 ftÂ³/min | [16 empty] | Inverter | Swing | [11 empty] | 13-13/16 in | 27-13/32 in | 36-5/8 in | [7 empty] | EEV | [6 empty] | Air Cooled | [5 empty] | 0.41 | [13 empty] | 54 dBA | 54 dBA | [16 empty] | 97 lb | [9 empty] | 20000 Btu/H | 6900 Btu/H | 18000 Btu/H |  |  |  | 5.28 kW | [6 empty] | 24000 Btu/H | 5800 Btu/H | 21600 Btu/H |  |  | 6.33 kW | [6 empty] | 1.5 |  | 0.21 |  | 3.2 lb | [6 empty] | 1/2 in |  |  | 1/4 in | 0 ft | 25 ft | PVE (FVC50K) | 33 ft | R-410A | 98 ft | 65 ft | [8 empty] | Yes | CTN | 1 | 42.50 in | 30.00 in | 18.00 in |  |  |  | 54.00 in | 65.00 in | 44.00 in | 42.50 in | 30.00 in | 18.00 in | 0 inÂ³ | 22950.000 inÂ³ | 0.0000 | 22950.000 inÂ³ | 0 inÂ³ | 106.000 lb |  | 106.000 lb | ALL PARTS - 5 YEARS PARTS | ALL PARTS - 12 YEARS PARTS | ALL PARTS - 12 YEARS PARTS | [6 empty] | ALL PARTS - 5 YEARS PARTS | ALL PARTS - 5 YEARS PARTS | ALL PARTS - 5 YEARS PARTS |  |  |  |  | 1.5 Ton, Heatpump, Ductless, ODU Daikin OTERRA | 1.5 Ton, Heatpump, Ductless, ODU Daikin OTERRA | 1.5 Ton, Heatpump, Ductless, ODU Daikin OTERRA | Obsolete | DACA-WB-3;KEH063A4EA;KPW063B4E;DACA-WB-3 | Equipment/Mini-Split/Mini-Split Heat Pump
GD9T800603AX | Goodman | Unitary | Gas Furnace | Unitary Split System | Heating Only | Equipment | Indoor | Residential-Single Family | GD9T80 |  | Goodman 80% AFUE Gas Furnace Multi Speed ECM, Two Stage | 0.8 | Two-Stage Multi-Speed ECM Gas Furnace up to 80% AFUE | High reliabilitynd quality;Durablend long igniter life;Provisions for electronicir cleanernd humidifier;Quietnd Economical heating;Energy Efficientnd quiet circulation;Self-diagnostic control board with constant memory;Operates on two-stage or single-stage thermostats;Easy Connection for EACnd Humidifier | Heavy-dutyluminized-steel tubular heat exchanger;"Silicon Nitride igniter";Color-coded low-voltage terminals ;Two-Stage gas valve; Multi-speed ECM blower motor with continuous fan speed;Fault code LED Output;Two-stage gas valve;Furnace control board with self-diagnosticsnd provisions for electronicir cleanernd 120-volt or 24-volt humidifiers |  | Ducted |  |  |  | EAR99 | [6 empty] | 663051685475 | EA | 6 |  |  |  | Goodman 80% AFUE Gas Furnace Multi Speed ECM, Two Stage, Downflow/Horizontal, 60000 BTUH/H, Low NOx | fer cf furnace | 80 % | [33 empty] | Downflow/Horizontal | No | GD9T800603AX | [31 empty] | 25-55 Â°F | [12 empty] | 15 A |  |  | 8.7 A |  |  |  |  | 60 Hz | 1 Ph |  | 115 V | [29 empty] | 10 in | 8 in |  |  | 28 in | 33-3/8 in | 14 in | [14 empty] | Air Cooled | [7 empty] | Multi Speed ECM |  |  |  |  | Low NOx | [24 empty] | 107 lb |  | 1/2 metric hp | [26 empty] | 60000 Btu | 48,000 |  | 42,000 | 33,600 | [6 empty] | Two Stage | [24 empty] | Yes | CTN | 1 | 30.00 in | 35.50 in | 15.00 in |  |  |  | 60.00 in | 35.50 in | 45.00 in | 30.00 in | 35.50 in | 15.00 in |  | 15975.000 inÂ³ | 0.0000 | 15975.000 inÂ³ |  | 98.000 lb |  | 98.000 lb | HEAT EXCHANGER - 20 YEARS PARTS;ALL PARTS - 5 YEARS PARTS | HEAT EXCHANGER - 20 YEARS PARTS;ALL PARTS - 10 YEARS PARTS | HEAT EXCHANGER - 20 YEARS PARTS;ALL PARTS - 10 YEARS PARTS;ALL PARTS - 10 YEARS PARTS;HEAT EXCHANGER - 79 YEARS PARTS;HEAT EXCHANGER - LIFETIME PARTS |  |  | HEAT EXCHANGER - 10 YEARS UNIT REPLACEMENT;HEAT EXCHANGER - 10 YEARS UNIT REPLACEMENT |  |  |  | HEAT EXCHANGER - 20 YEARS PARTS;ALL PARTS - 5 YEARS PARTS | HEAT EXCHANGER - 20 YEARS PARTS;ALL PARTS - 5 YEARS PARTS | HEAT EXCHANGER - 20 YEARS PARTS;ALL PARTS - 5 YEARS PARTS |  |  |  |  | Goodman 80% AFUE Gas Furnace Multi Speed ECM, Two Stage | Goodman 80% AFUE Gas Furnace Multi Speed ECM, Two Stage, Downflow/Horizontal, 60000 BTUH/H, Low NOx | Goodman 80% AFUE Gas Furnace Multi Speed ECM, Two Stage, Downflow/Horizontal, 60000 BTUH/H, Low NOx | Active |  | Equipment/Residential Split System/Gas Furnace
CAPFA6030C3 | Corporate | Unitary | Coil | Unitary Split System | Cooling Only | Equipment | Indoor | Residential-Single Family | CAPFA_32 | CAPFA AlumaFin7â„¢ | CAPFA AlumaFin7â„¢ Evaporator Coil, Upflow/Downflow, 5 Ton |  | CAPFA AlumaFin7â„¢ Evaporator Coil |  | All-Aluminum evaporator coil;Optimized for use with R-32 refrigerant including circuits and manifolds;R-32 sensor designed for the life span of the coil;Factory-installed optimized metering device (piston);Standardized copper suction tube stub length;21" depth for easier attic access;Single front access panel;Foil-faced insulation covers the internal casing to reduce cabinet condensation;Vertical application;Galvanized, leather grain-embossed finish;Rust resistant, thermoplastic drain pans featuring a low water-retention design;DecaBDE-free thermoplastic drain pan with secondary drain connections;Drain pan rails designed to remove and reposition coils with ease without compromising structural integrity;UV-resistant drain pan;AHRI certified;ETL listed |  | Ducted | No |  |  | EAR99 | [6 empty] | 663051696334 | EA | 8 | USA | 8415.90.8065 | 8415.90.90.00 | CAPFA AlumaFin7â„¢ Cased Aluminum Evaporator Coil, Upflow/Downflow, 4-5.0 Ton, 30 in Cabinet with Orifice Expansion | 5T Cased Upflow/Downflow R-32 Coil | [35 empty] | Yes | CAPFA6030C3 | [72 empty] | Painted | Cased | [15 empty] | 21 in | 21 in | 30 in |  |  |  |  | 3 | 17 |  | Orifice | [79 empty] | 5 | 4;5.0 |  | 3/4 in | [7 empty] | 7/8 in |  |  | 3/8 in |  |  |  |  | R-32 | [10 empty] | Yes | CTN | 1 | 26.00 in | 32.75 in | 23.50 in |  |  |  | 54.00 in | 70.00 in | 50.00 in | 26.00 in | 32.75 in | 23.50 in |  | 20010.250 inÂ³ | 0.0000 | 20010.250 inÂ³ |  | 69.000 lb |  | 69.000 lb | ALL PARTS - 5 YEARS PARTS | ALL PARTS - 10 YEARS PARTS | ALL PARTS - 10 YEARS PARTS | 10 YEARS UNIT REPLACEMENT | 5 YEARS UNIT REPLACEMENT | 10 YEARS UNIT REPLACEMENT | [10 empty] | CAPFA AlumaFin7â„¢ Evaporator Coil, Upflow/Downflow, 5 Ton | CAPFA AlumaFin7â„¢ Evaporator Coil, Upflow/Downflow, 5 Ton | CAPFA AlumaFin7â„¢ Cased Aluminum Evaporator Coil, Upflow/Downflow, 4-5.0 Ton, 30 in Cabinet with Orifice Expansion | Obsolete |  | Equipment/Residential Split System/Coil
GR9S960805CN | Goodman | Unitary | Gas Furnace | Unitary Split System | Heating Only | Equipment | Indoor | Residential-Single Family | GR9S96 |  | Goodman 96% AFUE Gas Furnace Nine Speed ECM, Single Stage | 0.96 | Single-Stage Multi-Speed ECM Gas Furnace Up to 96% AFUE | 1. High reliabilitynd quality;2. Faster condensate water drainagend no unit water leakage;3. Durablend long igniter life;4. Provisions for electronicir cleanernd humidifier;5. Energy Efficientnd quiet circulation;6. Self-diagnostic control board with constant memory;7. Meets the performance requirements forHRI certificationnd complies with ETL Northmerican safety standards.;8. Tax Credit;9. Simple installationnd setup;10. Easy Connection for EACnd Humidifier;11. Extra option forir flow;12. High staticirflow capability;13. Lower NOx emission | 1. Heavy-dutyluminized-steel tubular heat exchanger;2. Stainless-steel sloped secondary heat exchanger;3. Silicon Nitride igniter;4. Color-coded low-voltage terminals;5. Multi-speed ECM blower motor with continuous fan speed;6. Fault code LED Output;7.HRI Certified - ETL Listed;8. Energy Star;9. Single-Stage gas Valve;10. Furnace control board with self-diagnosticsnd provisions for electronicir cleanernd 120-volt or 24-volt humidifiers;11. Low constant fan speed circulatesir throughout the home;12. High static;13.ll models comply with California Ultra-Low N0x 14 ng/J |  | Ducted | No |  |  | EAR99 | [6 empty] | 663051686267 | EA | 4 | USA | 7322.90.0015 | 7322.90.10.21 | Goodman 96% AFUE Gas Furnace Nine Speed ECM, Single Stage, Upflow/Horizontal, 80000 BTUH/H, Low NOx | fer uf furnace | 96 % | [33 empty] | Upflow/Horizontal | Yes | GR9S960805CN | [31 empty] | 25-55 Â°F | [12 empty] | 25 A |  |  | 16.7 A |  |  |  |  | 60 Hz | 1 Ph |  | 115 V |  |  |  | 2000 ftÂ³/min | [25 empty] | 11 in | 10 in |  |  | 28 in | 33-3/8 in | 21 in |  | Yes | [12 empty] | Air Cooled | [7 empty] | Nine Speed ECM |  |  |  |  | Low NOx | [24 empty] | 139 lb |  | 1 metric hp | [26 empty] | 80000 Btu | 77600 | [9 empty] | Single Stage | [19 empty] | 4 in |  |  |  |  | Yes | CTN | 1 | 30.00 in | 38.50 in | 22.00 in |  |  |  | 60.00 in | 38.50 in | 44.00 in | 30.00 in | 38.50 in | 22.00 in |  | 25410.000 inÂ³ | 0.0000 | 25410.000 inÂ³ |  | 137.000 lb |  | 137.000 lb | HEAT EXCHANGER - 20 YEARS PARTS;ALL PARTS - 5 YEARS PARTS | ALL PARTS - 10 YEARS PARTS;HEAT EXCHANGER - 20 YEARS PARTS | HEAT EXCHANGER - 79 YEARS PARTS;HEAT EXCHANGER - 20 YEARS PARTS;ALL PARTS - 10 YEARS PARTS;ALL PARTS - 10 YEARS PARTS;HEAT EXCHANGER - LIFETIME PARTS |  |  | HEAT EXCHANGER - 10 YEARS UNIT REPLACEMENT;HEAT EXCHANGER - 10 YEARS UNIT REPLACEMENT |  |  |  | ALL PARTS - 5 YEARS PARTS;HEAT EXCHANGER - 20 YEARS PARTS | ALL PARTS - 5 YEARS PARTS;HEAT EXCHANGER - 20 YEARS PARTS | HEAT EXCHANGER - 20 YEARS PARTS;ALL PARTS - 5 YEARS PARTS |  |  |  |  | Goodman 96% AFUE Gas Furnace Nine Speed ECM, Single Stage | Goodman 96% AFUE Gas Furnace Nine Speed ECM, Single Stage, Upflow/Horizontal, 80000 BTUH/H, Low NOx | Goodman 96% AFUE Gas Furnace Nine Speed ECM, Single Stage, Upflow/Horizontal, 80000 BTUH/H, Low NOx | Active |  | Equipment/Residential Split System/Gas Furnace
3MXM24AVJU9 | Daikin | Ductless Mini-Splits | Multi-Split Heat Pump | Multi-Split | Heat Pump | Equipment | Outdoor | Residential-Single Family | 3MXM_AVJU9 | MXM | Multi Split Heat Pump Outdoor Series Outdoor Multi-Split Heat Pump |  | 2.0 Ton 3-Port Heat Pump | 12 Year limited parts warranty with online registration | High-efficiency inverter driven swing compressor |  |  | No |  | North;Southeast;Southwest | EAR99 | [7 empty] | EA | 8 | Mexico | 8415.90.8065 | 8415.90.90.00 |  | 2.0-Ton R-32, 3-Port Heat Pump, Ductless ODU |  | 214837758 | [12 empty] | 12 | Yes |  |  |  |  | 10 | [11 empty] | 21 |  |  | No | 3MXM24AVJU9 | [6 empty] | 114.8 Â°F | 14 Â°F | [6 empty] | 59.9 Â°F | 5 Â°F |  |  |  |  | 95 Â°F | 75 Â°F | 80 Â°F | 67 Â°F | 47 Â°F | 43 Â°F | 70 Â°F | 60 Â°F | [11 empty] | 150 | 25 A |  |  | L1, L2, L3, Ground | 25 A | 17 A |  | 19.9 A |  |  |  |  | 60 Hz | 1 Ph |  | 208-230 V | 17 A |  | 2462 ftÂ³/min | 2140 ftÂ³/min | 1939 ftÂ³/min | 1070 ftÂ³/min | 2055 ftÂ³/min | 2140 ftÂ³/min | [12 empty] | Inverter | Swing | [11 empty] | 12-5/8 in | 29-1/2 in | 34-1/4 in | [7 empty] | EEV | [6 empty] | Air Cooled |  |  | 3 | [16 empty] | 52 dBA | 54 dBA | [16 empty] | 140 lb | [11 empty] | 23000 Btu/H | [12 empty] | 24000 Btu/H | [9 empty] | 2.0 |  | 0.22 | 5/8 in | 4.9 lb | [6 empty] | 3/8 in |  |  | 1/4 in | 0 ft | 25 ft | PVE (FVC50K) | 131.25 ft | R-32 | 230 ft | 49.25 ft | [8 empty] | Yes | CTN | 1 | 40.50 in | 29.00 in | 16.00 in |  |  |  | 60.00 in | 62.50 in | 48.00 in | 40.50 in | 29.00 in | 16.00 in |  | 18792.000 inÂ³ | 0.0000 | 18792.000 inÂ³ |  | 153.000 lb |  | 153.000 lb | ALL PARTS - 5 YEARS PARTS | ALL PARTS - 12 YEARS PARTS | ALL PARTS - 12 YEARS PARTS | [6 empty] | ALL PARTS - 5 YEARS PARTS | ALL PARTS - 5 YEARS PARTS | ALL PARTS - 5 YEARS PARTS |  |  |  |  | 2.0-Ton R-32, 3-Port Heat Pump, Ductless ODU | 2.0-Ton R-32, 3-Port Heat Pump, Ductless ODU | 2.0-Ton R-32, 3-Port Heat Pump, Ductless ODU | Active | KEH064A41;KPS063A41;KPS063A44;KPS063A47;KPW063B4;KEH064A41;KPS063A41;KPS063A44;KPS063A47;KPW063B4 | Equipment/Multi-Split/Multi-Split Heat Pump
RK18BXVJU | Daikin | Ductless Mini-Splits | Mini-Split Air Conditioner | Mini-Split | Cooling Only | Equipment | Outdoor | Residential-Single Family | RK_BXVJU | Daikin OTERRA | Daikin Daikin OTERRA Series Outdoor Mini-Split Air Conditioner, Single Zone |  | 0.75- 2.0 Ton Single Split Air Conditioner 20 SEER2/ upto 12.5 EER2 | Energy Savings;Long lasting heat exchanger;Whisper quiet with specially designed airflow pattern;Effective cooling throughout the space;Control via a user-friendly remote control;12 year warranty;Energy Efficient;Discreet wall mount | Inverter Powerful Operation;Anti Corrosion Treatment of Heat Exchanger;Wide Angle Louvers;Vertical Auto Swing (up and Down);Auto Fan Speed;Indoor Unit Quiet Operations;Energy Saving Function;Sleep mode;Indoor unit ON/OFF button;R/C with Backlight;Catechin Filter/Green Tea Filter;Titanium Apatite Air Purifying Filter;Auto restart (after power failure);Extended operation to -4F with facility setting and wind baffles |  |  | No |  |  | EAR99 | [7 empty] | EA | 6 | Malaysia | 8415.90.8065 | 8415.90.90.00 |  | 1.5 Ton, Cooling only, Dutless ODU Daikin OTERRA | [35 empty] | No | RK18BXVJU | [6 empty] | 115 Â°F | 50 Â°F | [12 empty] | 95 Â°F | 75 Â°F | 80 Â°F | 67 Â°F | [12 empty] | AC |  |  | 55 | 20 A |  |  | L1, L2, L3, GROUND | 20 A |  |  | 13.55 A |  |  |  |  | 60 Hz | 1 Ph |  | 208/230 V |  |  | 1987 ftÂ³/min | [17 empty] | Inverter | Swing | [11 empty] | 13-13/16 in | 27-13/32 in | 36-5/8 in | [7 empty] | EEV | [6 empty] | Air Cooled | [5 empty] | 0.41 | [13 empty] | 54 dBA | [17 empty] | 95 lb | [9 empty] | 20000 Btu/H | 6900 Btu/H | 18000 Btu/H |  |  |  | 5.28 kW | [18 empty] | 1.5 |  | 0.21 |  | 3.2 lb | [6 empty] | 1/2 in |  |  | 1/4 in | 0 ft | 25 ft | PVE (FVC50K) | 33 ft | R-410A | 98 ft | 65 ft | [8 empty] | Yes | CTN | 1 | 42.50 in | 30.00 in | 18.25 in |  |  |  | 53.00 in | 65.00 in | 44.00 in | 42.50 in | 30.00 in | 18.25 in | 0 inÂ³ | 23268.750 inÂ³ | 0.0000 | 23268.750 inÂ³ | 0 inÂ³ | 104.000 lb |  | 104.000 lb | ALL PARTS - 5 YEARS PARTS | ALL PARTS - 12 YEARS PARTS | ALL PARTS - 12 YEARS PARTS | [6 empty] | ALL PARTS - 5 YEARS PARTS | ALL PARTS - 5 YEARS PARTS | ALL PARTS - 5 YEARS PARTS | [7 empty] | Obsolete | BRC51D61;BRC944B2;DACA-WB-1;DACA-WB-3;KEH063A4EA;KPW063B4E;BRC51D61;BRC944B2;DACA-WB-3
GR9T800403AX | Goodman | Unitary | Gas Furnace | Unitary Split System | Heating Only | Equipment | Indoor | Residential-Single Family | GR9T80 | GR9T80 | Goodman 80% AFUE Gas Furnace Multi Speed ECM, Two Stage | 0.8 | Two-Stage Multi-Speed ECM Gas Furnace up to 80% AFUE | High reliabilitynd quality;Durablend long igniter life;Provisions for electronicir cleanernd humidifier;Quietnd Economical heating;Energy Efficientnd quiet circulation;Self-diagnostic control board with constant memory;Operates on two-stage or single-stage thermostats;Easy Connection for EACnd Humidifier | Heavy-dutyluminized-steel tubular heat exchanger;"Silicon Nitride igniter";Color-coded low-voltage terminals;Two-Stage gas valve;Multi-speed ECM blower motor with continuous fan speed;Fault code LED Output;Two-stage gas valve;Furnace control board with self-diagnosticsnd provisions for electronicir cleanernd 120-volt or 24-volt humidifiers | Fully insulated, heavy-gauge steel cabinetwith durable baked-enamel finish | Ducted | No |  |  | EAR99 | [6 empty] | 663051685536 | EA | 6 |  |  |  | Goodman 80% AFUE Gas Furnace Multi Speed ECM, Two Stage, Upflow/Horizontal, 40000 BTUH/H, Low NOx | fer uf furnace | 80 % | [33 empty] | Upflow/Horizontal | No | GR9T800403AX | [31 empty] | 15-45 Â°F | [12 empty] | 15 A |  |  | 8.7 A |  |  |  |  | 60 Hz | 1 Ph |  | 115 V | [29 empty] | 10 in | 6 in |  |  | 28 in | 33-3/8 in | 14 in | [14 empty] | Air Cooled | [7 empty] | Multi Speed ECM |  |  |  |  | Low NOx | [24 empty] | 105 lb |  | 1/2 metric hp | [26 empty] | 40000 Btu | 32,000 |  | 28,000 | 22,400 | [6 empty] | Two Stage | [24 empty] | Yes | CTN | 1 | 30.00 in | 35.50 in | 15.00 in |  |  |  | 60.00 in | 35.50 in | 45.00 in | 30.00 in | 35.50 in | 15.00 in |  | 15975.000 inÂ³ | 0.0000 | 15975.000 inÂ³ |  | 90.000 lb |  | 90.000 lb | ALL PARTS - 5 YEARS PARTS;HEAT EXCHANGER - 20 YEARS PARTS | HEAT EXCHANGER - 20 YEARS PARTS;ALL PARTS - 10 YEARS PARTS | HEAT EXCHANGER - LIFETIME PARTS;HEAT EXCHANGER - 79 YEARS PARTS;ALL PARTS - 10 YEARS PARTS;ALL PARTS - 10 YEARS PARTS;HEAT EXCHANGER - 20 YEARS PARTS |  |  | HEAT EXCHANGER - 10 YEARS UNIT REPLACEMENT;HEAT EXCHANGER - 10 YEARS UNIT REPLACEMENT |  |  |  | HEAT EXCHANGER - 20 YEARS PARTS;ALL PARTS - 5 YEARS PARTS | ALL PARTS - 5 YEARS PARTS;HEAT EXCHANGER - 20 YEARS PARTS | ALL PARTS - 5 YEARS PARTS;HEAT EXCHANGER - 20 YEARS PARTS |  |  |  |  | Goodman 80% AFUE Gas Furnace Multi Speed ECM, Two Stage | Goodman 80% AFUE Gas Furnace Multi Speed ECM, Two Stage, Upflow/Horizontal, 40000 BTUH/H, Low NOx | Goodman 80% AFUE Gas Furnace Multi Speed ECM, Two Stage, Upflow/Horizontal, 40000 BTUH/H, Low NOx | Active |  | Equipment/Residential Split System/Gas Furnace
GR9S801005CX | Goodman | Unitary | Gas Furnace | Unitary Split System | Heating Only | Equipment | Indoor | Residential-Single Family | GR9S80 |  | Goodman 80% AFUE Gas Furnace Multi Speed ECM, Single Stage | 0.8 | Single-Stage Multi-Speed ECM Gas Furnace Up to 80% AFUE | High reliabilitynd quality;Durablend long-igniter life;Provisions for electronicir cleanernd humidifier;Energy Efficientnd quiet circulation;Self-diagnostic control board with constant memory;Simple installationnd setup;Quietnd simple operation | 1. Heavy-dutyluminized-steel tubular heat exchanger;2. "Silicon Nitride igniter";3. Color-coded low-voltage terminals;4. Multi-speed ECM blower motor with continuous fan speed;5. Fault code LED Output;6. Single-Stage gas Valve;7. Single-speed inducer draft blower |  | Ducted |  |  |  | EAR99 | [6 empty] | 663051684973 | EA | 4 |  |  |  | Goodman 80% AFUE Gas Furnace Multi Speed ECM, Single Stage, Upflow/Horizontal, 100000 BTUH/H, Low NOx | fer uf furnace | 80 % | [33 empty] | Upflow/Horizontal | No | GR9S801005CX | [31 empty] | 35-65 Â°F | [12 empty] | 15 A |  |  | 12.45 A |  |  |  |  | 60 Hz | 1 Ph |  | 115 V | [29 empty] | 10 in | 10 in |  |  | 28 in | 33-3/8 in | 21 in | [14 empty] | Air Cooled | [7 empty] | Multi Speed ECM |  |  |  |  | Low NOx | [24 empty] | 132 lb |  | 3/4 metric hp | [26 empty] | 100000 Btu | 80,000 | [9 empty] | Single Stage | [24 empty] | Yes | CTN | 1 | 30.00 in | 35.50 in | 22.00 in |  |  |  | 60.00 in | 35.50 in | 44.00 in | 30.00 in | 35.50 in | 22.00 in |  | 23430.000 inÂ³ | 0.0000 | 23430.000 inÂ³ |  | 119.000 lb |  | 119.000 lb | HEAT EXCHANGER - 20 YEARS PARTS;ALL PARTS - 5 YEARS PARTS | HEAT EXCHANGER - 20 YEARS PARTS;ALL PARTS - 10 YEARS PARTS | ALL PARTS - 10 YEARS PARTS;ALL PARTS - 10 YEARS PARTS;HEAT EXCHANGER - LIFETIME PARTS;HEAT EXCHANGER - 20 YEARS PARTS;HEAT EXCHANGER - 79 YEARS PARTS | [6 empty] | ALL PARTS - 5 YEARS PARTS;HEAT EXCHANGER - 20 YEARS PARTS | HEAT EXCHANGER - 20 YEARS PARTS;ALL PARTS - 5 YEARS PARTS | ALL PARTS - 5 YEARS PARTS;HEAT EXCHANGER - 20 YEARS PARTS |  |  |  |  | Goodman 80% AFUE Gas Furnace Multi Speed ECM, Single Stage | Goodman 80% AFUE Gas Furnace Multi Speed ECM, Single Stage, Upflow/Horizontal, 100000 BTUH/H, Low NOx | Goodman 80% AFUE Gas Furnace Multi Speed ECM, Single Stage, Upflow/Horizontal, 100000 BTUH/H, Low NOx | Active |  | Equipment/Residential Split System/Gas Furnace
AMST24BU1300 | Corporate | Unitary | Air Handler | Unitary Split System | Air Handler | Equipment | Indoor | Residential-Single Family | AMST_32 | AMST | AMST Air Handler, Nine Speed ECM Motor, 2 Ton |  | Multi-Position, Multi-Speed, ECM-Based Air Handler with Internal TXV 1Â½ to 5 Tons | All-Aluminum tube/aluminum fin coil;Direct-drive, resilient-mount, 9-speed ECM motor;Available without heat or with sequence-controlled and rust-resistant nickel chromium heating elements of 5, 6, 8 or 10 kW;High-efficiency evaporator coil;Quiet operation;Primary/secondary drain connection in a high-temperature plastic drain pan;Suitable for free-return installation (non-ducted return air);Galvanized-steel construction;Factory-installed pull-type disconnect;Easy service access;AHRI Certified; ETL Listed | Internal factory-installed thermal expansion valves for cooling and heat pump applications;Direct drive, 9-speed ECM blower motor;Factory installed 7mm AlumaFin7â„¢ Evaporator Coil on 1Â½ to 3Â½ Ton models and 3/8 in. Evaporator Coil on 4 to 5 Ton models;All-aluminum evaporator coil with high-performance coated fin stock;Coil mounting track for quick repositioning;Optimized for use with R-32 refrigerant with factory installed leak detection sensor for A2L mitigation.;Cabinet air leakage less than 2.0% at 1.0 inch H2O when tested in accordance with ASHRAE standard 193;Cabinet air leakage less than 1.4% at 0.5 inch H2O when tested in accordance with ASHRAE standard 193;3 kW â€“ 25 kW electric heater kits;AHRI certified;ETL listed | Rigid SmartFrame cabinet;Horizontal or vertical configuration capabilities;21â€ depth for easier attic access;DecaBDE-free thermoplastic drain pan with secondary drain connections;Screw-less sides and back helps to reduce condensation when installed in humid locations;Foil-faced insulation covers the internal casing to reduce cabinet condensation;Galvanized, leather grain-embossed finish;Glue-less cabinet insulation retention;Tool-less filter access | Ducted Multi-position | No |  |  | EAR99 | [6 empty] | 663051689152 | EA | 4 | USA | 8415.90.8085 | 8415.90.90.00 | AMST Ducted Multi-position Air Handler, Nine Speed ECM Motor, 2-5 Ton, 17-9/16 in Cabinet with TXV Expansion, | Multi-Position, Multi-Speed, ECB-Based Air Handler with Internal TXV R-32 |  |  | 24000 Btu/H | [32 empty] | Yes | AMST24BU1300 | [41 empty] | 4.6 A |  |  | 15 A |  | 253 V | 5.8 A | 197 V |  |  |  | 60 Hz | 1 Ph |  | 208/230 V | [29 empty] | 10 in | 6 in |  |  | 21 in | 45 in | 17-9/16 in | [6 empty] | 850 r/min | TXV | [14 empty] | Nine Speed ECM | [6 empty] | 9 | [22 empty] | 112 lb |  | 3/4 metric hp | [32 empty] | 2 | 2;5 |  | 3/4 in | 0.5 oz | [6 empty] | 3/4 in |  |  | 3/8 in |  |  |  |  | R-32 | [10 empty] | Yes | CTN | 1 | 23.00 in | 49.00 in | 18.50 in |  |  |  | 46.00 in | 49.00 in | 37.00 in | 23.00 in | 49.00 in | 18.50 in |  | 20849.500 inÂ³ | 0.0000 | 20849.500 inÂ³ |  | 117.000 lb |  | 117.000 lb | ALL PARTS - 5 YEARS PARTS | ALL PARTS - 10 YEARS PARTS | ALL PARTS - 10 YEARS PARTS | [6 empty] | ALL PARTS - 5 YEARS PARTS | ALL PARTS - 5 YEARS PARTS | ALL PARTS - 5 YEARS PARTS |  |  |  |  | Multi-Position, Multi-Speed, ECB-Based Air Handler with Internal TXV R-32 | Multi-Position, Multi-Speed, ECB-Based Air Handler with Internal TXV R-32 | Multi-Position, Multi-Speed, ECB-Based Air Handler with Internal TXV R-32 | Active | HKTSD05X1;HKTSD08X1;HKTSD10X1;HKTSD15XA;HKTSD15XB;HKTSN03X1;HKTSN05X1;HKTSN06X1;HKTSN08X1;HKTSN10X1 | Equipment/Residential Split System/Air Handler
GD9S800403AX | Goodman | Unitary | Gas Furnace | Unitary Split System | Heating Only | Equipment | Indoor | Residential-Single Family | GD9S80 |  | Goodman 80% AFUE Gas Furnace Nine Speed ECM, Single Stage | 0.8 | Single-Stage Multi-Speed ECM Gas Furnace 80% AFUE | Higher reliabilitynd quality;Durablend long igniter life;Provisions for electronicir cleanernd humidifier;Energy Efficientnd quiet circulation;Self-diagnostic control board with constant memory;Simple installationnd setup;Quietnd simple operation | Heavy-duty stainless-steel tubular heat exchanger;"Silicon Nitride igniter";Color-coded low-voltage terminals;Multi-speed ECM blower motor with continuous fan speed;Fault code LED Output;Single-Stage gas Valve;Single-speed inducer draft blower |  | Ducted |  |  |  | EAR99 | [6 empty] | 663051684737 | EA | 6 |  |  |  | Goodman 80% AFUE Gas Furnace Nine Speed ECM, Single Stage, Downflow/Horizontal, 40000 BTUH/H, Low NOx | fer cf furnace | 80 % | [33 empty] | Downflow/Horizontal | No | GD9S800403AX | [31 empty] | 25-55 Â°F | [12 empty] | 15 A |  |  | 8.7 A |  |  |  |  | 60 Hz | 1 Ph |  | 115 V |  |  |  | 1200 ftÂ³/min | [25 empty] | 10 in | 6 in |  |  | 28 in | 33-3/8 in | 14 in |  | Yes | [12 empty] | Air Cooled | [7 empty] | Nine Speed ECM |  |  |  |  | Low NOx | [24 empty] | 90 lb |  | 1/2 metric hp | [26 empty] | 40000 Btu | 32,000 | [9 empty] | Single Stage | [19 empty] | 4 in |  |  |  |  | Yes | CTN | 1 | 30.00 in | 35.50 in | 15.00 in |  |  |  | 60.00 in | 35.50 in | 45.00 in | 30.00 in | 35.50 in | 15.00 in |  | 15975.000 inÂ³ | 0.0000 | 15975.000 inÂ³ |  | 92.000 lb |  | 92.000 lb | HEAT EXCHANGER - 20 YEARS PARTS;ALL PARTS - 5 YEARS PARTS | ALL PARTS - 10 YEARS PARTS;HEAT EXCHANGER - 20 YEARS PARTS | ALL PARTS - 10 YEARS PARTS;HEAT EXCHANGER - 20 YEARS PARTS;HEAT EXCHANGER - 79 YEARS PARTS;ALL PARTS - 10 YEARS PARTS;HEAT EXCHANGER - LIFETIME PARTS | [6 empty] | HEAT EXCHANGER - 20 YEARS PARTS;ALL PARTS - 5 YEARS PARTS | ALL PARTS - 5 YEARS PARTS;HEAT EXCHANGER - 20 YEARS PARTS | ALL PARTS - 5 YEARS PARTS;HEAT EXCHANGER - 20 YEARS PARTS |  |  |  |  | Goodman 80% AFUE Gas Furnace Nine Speed ECM, Single Stage | Goodman 80% AFUE Gas Furnace Nine Speed ECM, Single Stage, Downflow/Horizontal, 40000 BTUH/H, Low NOx | Goodman 80% AFUE Gas Furnace Nine Speed ECM, Single Stage, Downflow/Horizontal, 40000 BTUH/H, Low NOx | Active |  | Equipment/Residential Split System/Gas Furnace
CAPTA3022A3 | Corporate | Unitary | Coil | Unitary Split System | Cooling Only | Equipment | Indoor | Residential-Single Family | CAPTA_3 | CAPTA AlumaFin7â„¢ | CAPTA AlumaFin7â„¢ Evaporator Coil, Upflow/Downflow, 2.5 Ton |  | CAPTA AlumaFin7â„¢ Evaporator Coil |  | All-Aluminum evaporator coil ;Optimized for use with R-32 refrigerant including circuits and manifolds;R-32 sensor designed for the life span of the coil;Factory-installed thermal expansion valves for cooling and heat pump applications;Standardized copper suction tube stub length;Check flowrator for cooling and heat pump applications;Vertical application;21" depth for easier attic access;Single front access panel;Foil-faced insulation covers the internal casing to reduce cabinet condensation;Galvanized, leather grain-embossed finish;Rust resistant, thermoplastic drain pan featuring a low water-retention design;DecaBDE-free thermoplastic drain pan with secondary drain connections;Drain pan rails designed to remove and reposition coils with ease without compromising structural integrity;UV-resistant drain pan;AHRI certified;ETL Listed |  | Ducted | No |  |  | EAR99 | [6 empty] | 663051688353 | EA | 12 | USA | 8415.90.8025 | 8415.90.90.00 | CAPTA AlumaFin7â„¢ Cased Evaporator Coil, Upflow/Downflow, 2.0-2.5 Ton, 14 in Cabinet with TXV Expansion | 2.5T Cased Upflow/Downflow R-32 Coil with TXV | [35 empty] | Yes | CAPTA3022A3 | [72 empty] | Painted | Cased | [15 empty] | 21 in | 22 in | 14 in | [7 empty] | TXV | [79 empty] | 2.5 | 2.0;2.5 |  | 3/4 in | [7 empty] | 3/4 in |  |  | 3/8 in |  |  |  |  | R-32 | [10 empty] | Yes | CTN | 1 | 26.00 in | 24.75 in | 16.25 in |  |  |  | 54.00 in | 54.00 in | 50.00 in | 26.00 in | 24.75 in | 16.25 in |  | 10456.875 inÂ³ | 0.0000 | 10456.875 inÂ³ |  | 41.000 lb |  | 41.000 lb | ALL PARTS - 5 YEARS PARTS | ALL PARTS - 10 YEARS PARTS | ALL PARTS - 10 YEARS PARTS | 10 YEARS UNIT REPLACEMENT | 5 YEARS UNIT REPLACEMENT | 10 YEARS UNIT REPLACEMENT |  |  |  | ALL PARTS - 5 YEARS PARTS | ALL PARTS - 5 YEARS PARTS | ALL PARTS - 5 YEARS PARTS | 5 YEARS UNIT REPLACEMENT | 5 YEARS UNIT REPLACEMENT | 5 YEARS UNIT REPLACEMENT |  | CAPTA AlumaFin7â„¢ Evaporator Coil, Upflow/Downflow, 2.5 Ton | CAPTA AlumaFin7â„¢ Evaporator Coil, Upflow/Downflow, 2.5 Ton | CAPTA AlumaFin7â„¢ Cased Evaporator Coil, Upflow/Downflow, 2.0-2.5 Ton, 14 in Cabinet with TXV Expansion | Active | 0230K00007;0230K00044;DPICX-AB;HTP7-A;0230K00007;0230K00044 | Equipment/Residential Split System/Coil
AWST36LU1308 | Corporate | Unitary | Air Handler | Unitary Split System | Air Handler | Equipment | Indoor | Residential-Single Family | AWST_32 | AWST | AWST Air Handler, Multi Speed ECM Motor, 3 Ton |  | Wall-Mount Air Handler 1Â½ to 3 Tons | All Aluminum Coil;Improved Reliability and Quality;Factory TXV Installed for Quicker Install;More Efficient Refrigerant Metering | AWST Models: Equipped wit a fully adjustable TXV;Direct-drive, multi-speed motors allows air volume variation for heating/cooling;Direct-drive, multi-speed motors allows air volume variation for heating/cooling;Sequence-controlled, rust-resistant nickel chromium heating elements of 3, 5, 8, and 10 kW;Aluminum tubing coils on all models;Factory-installed pull-type disconnect;Thermoplastic drain pan with bottom primary and secondary drain connections;AHRI Certified and ETL Listed;Optimized for use with R-32 refrigerant with factory installed leak detection sensor for A2L mitigation. | Cabinet air leakage less than 2.0% at 1.0 inch H2O when tested in accordance with ASHRAE standard 193;Cabinet air leakage less than 1.4% at 0.5 inch H2O when tested in accordance with ASHRAE standard 193;Built-in filter rack (filter included);Large chassis (2-1/2 and 3 ton units), front return only;Small chassis (1-1/2 and 2 ton units), front or bottom return;Wall-hanging bracket provided | Ducted Wall Mounted | No |  |  | EAR99 | [6 empty] | 663051683716 | EA | 4 |  |  |  | AWST Ducted Wall Mounted Air Handler, Multi Speed ECM Motor, 1.5-3 Ton, 24 in Cabinet with TXV Expansion, | 3.0 Ton, Wall-Mount, Unpainted, Air Handler R-32 |  |  | 36000 Btu/H | [32 empty] | No | AWST36LU1308 | [41 empty] | 3.8 A |  |  | 40/45 A |  | 253 V | 37.7/42.8 A | 197 V |  |  |  | 60 Hz | 1 Ph |  | 208/230 V | [29 empty] | 10 in | 8 in | 10 in | 8 in | 21 in | 36 in | 24 in |  |  | 3.35 |  |  |  | 1200 r/min | TXV | [14 empty] | Multi Speed ECM | [6 empty] | 5 | [22 empty] | 109 lb |  | 1/2 metric hp | [32 empty] | 3 | 1.5;3 |  | 3/4 in | 0.5 oz | [6 empty] | 3/4 in |  |  | 3/8 in |  |  |  |  | R-32 | [10 empty] | Yes | CTN | 1 | 25.00 in | 39.00 in | 22.50 in |  |  |  | 52.00 in | 44.00 in | 46.00 in | 25.00 in | 39.00 in | 22.50 in |  | 21937.500 inÂ³ | 0.0000 | 21937.500 inÂ³ |  | 110.090 lb |  | 110.090 lb | ALL PARTS - 5 YEARS PARTS | ALL PARTS - 10 YEARS PARTS | ALL PARTS - 10 YEARS PARTS | [6 empty] | ALL PARTS - 5 YEARS PARTS | ALL PARTS - 5 YEARS PARTS | ALL PARTS - 5 YEARS PARTS |  |  |  |  | AWST Air Handler, Multi Speed ECM Motor, 3 Ton | AWST Air Handler, Multi Speed ECM Motor, 3 Ton | AWST Ducted Wall Mounted Air Handler, Multi Speed ECM Motor, 1.5-3 Ton, 24 in Cabinet with TXV Expansion, | Active | WAD-1;WAD-2 | Equipment/Residential Split System/Air Handler
GR9T800803BX | Goodman | Unitary | Gas Furnace | Unitary Split System | Heating Only | Equipment | Indoor | Residential-Single Family | GR9T80 |  | Goodman 80% AFUE Gas Furnace Multi Speed ECM, Two Stage | 0.8 | Two-Stage Multi-Speed ECM Gas Furnace up to 80% AFUE | High reliabilitynd quality;Durablend long igniter life;Provisions for electronicir cleanernd humidifier;Quietnd Economical heating;Energy Efficientnd quiet circulation;Self-diagnostic control board with constant memory;Operates on two-stage or single-stage thermostats;Easy Connection for EACnd Humidifier | Heavy-dutyluminized-steel tubular heat exchanger;"Silicon Nitride igniter";Color-coded low-voltage terminals;Two-Stage gas valve;Multi-speed ECM blower motor with continuous fan speed;Fault code LED Output;Two-stage gas valve;Furnace control board with self-diagnosticsnd provisions for electronicir cleanernd 120-volt or 24-volt humidifiers |  | Ducted |  |  |  | EAR99 | [6 empty] | 663051685598 | EA | 4 |  |  |  | Goodman 80% AFUE Gas Furnace Multi Speed ECM, Two Stage, Upflow/Horizontal, 80000 BTUH/H, Low NOx | fer uf furnace | 80 % | [33 empty] | Upflow/Horizontal | No | GR9T800803BX | [31 empty] | 30-60 Â°F | [12 empty] | 15 A |  |  | 8.7 A |  |  |  |  | 60 Hz | 1 Ph |  | 115 V | [29 empty] | 10 in | 8 in |  |  | 28 in | 33-3/8 in | 17-1/2 in | [14 empty] | Air Cooled | [7 empty] | Multi Speed ECM |  |  |  |  | Low NOx | [24 empty] | 118 lb |  | 1/2 metric hp | [26 empty] | 80000 Btu | 64,000 |  | 56,000 | 44,800 | [6 empty] | Two Stage | [24 empty] | Yes | CTN | 1 | 30.00 in | 35.50 in | 18.50 in |  |  |  | 60.00 in | 35.50 in | 37.00 in | 30.00 in | 35.50 in | 18.50 in |  | 19702.500 inÂ³ | 0.0000 | 19702.500 inÂ³ |  | 106.000 lb |  | 106.000 lb | HEAT EXCHANGER - 20 YEARS PARTS;ALL PARTS - 5 YEARS PARTS | ALL PARTS - 10 YEARS PARTS;HEAT EXCHANGER - 20 YEARS PARTS | ALL PARTS - 10 YEARS PARTS;HEAT EXCHANGER - LIFETIME PARTS;ALL PARTS - 10 YEARS PARTS;HEAT EXCHANGER - 20 YEARS PARTS;HEAT EXCHANGER - 79 YEARS PARTS |  |  | HEAT EXCHANGER - 10 YEARS UNIT REPLACEMENT;HEAT EXCHANGER - 10 YEARS UNIT REPLACEMENT |  |  |  | HEAT EXCHANGER - 20 YEARS PARTS;ALL PARTS - 5 YEARS PARTS | ALL PARTS - 5 YEARS PARTS;HEAT EXCHANGER - 20 YEARS PARTS | HEAT EXCHANGER - 20 YEARS PARTS;ALL PARTS - 5 YEARS PARTS |  |  |  |  | Goodman 80% AFUE Gas Furnace Multi Speed ECM, Two Stage | Goodman 80% AFUE Gas Furnace Multi Speed ECM, Two Stage, Upflow/Horizontal, 80000 BTUH/H, Low NOx | Goodman 80% AFUE Gas Furnace Multi Speed ECM, Two Stage, Upflow/Horizontal, 80000 BTUH/H, Low NOx | Active |  | Equipment/Residential Split System/Gas Furnace
MBVC1200AA-1 | Corporate | Unitary | Air Handler | Unitary Split System | Air Handler | Equipment | Indoor | Residential-Single Family | MBVC | MBVC | MBVC Modular Blower, Variable Speed ECM |  | Multi-Position, Variable-Speed ECM-Based, Modular Blower Communicating |  | Variable-speed ECM blower motor;Compatible with Daikin One+ smart thermostat and other Daikin communicating equipment;Advanced configuration of the airflow and tonnage in communicating mode;Provides constant CFM over a wide range of static pressure conditions independent of duct system;CFM indicator;Fault recall of six most recent faults;Provides adjustable low CFM for efficient fan-only operation;Improved humidity and comfort control;Built-in compatibility with multi-stage heat pump and cooling applications;3 kW â€“ 21 kW electric heat kits;Blower section usable as electric heater;Horizontal or vertical configuration capabilities;21" depth for easier attic access;Foil-faced insulation covers the internal casing to reduce cabinet condensation;Galvanized, leather grain-embossed finish;Cabinet air leakage less than 2% at 1.0 inch H20 when tested in accordance with ASHRE standard 193;Cabinet air leakage less than 1.4% at 0.5 inch H20 when tested in accordance with ASHRE standard 193;AHRI certified;ETL listed | Horizontal or vertical configuration capabilities;21" depth for easier attic access;Foil-faced insulation covers the internal casing to reduce cabinet condensation;Galvanized, leather grain-embossed finish;Cabinet air leakage less than 2% at 1.0 inch H20 when tested in accordance with ASHRE standard 193;Cabinet air leakage less than 1.4% at 0.5 inch H20 when tested in accordance with ASHRE standard 193 | Ducted Multi-position | Yes | Daikin One+ Smart Thermostat compatible |  | EAR99 |  |  |  | 791 $ |  | Yes | 663051528062 | EA | 8 | USA | 8414.59.6560 | 8414.59.00.92 | MBVC Ducted Multi-position Modular Blower, Variable Speed ECM Motor, 1200 CFM, 17-1/2 in Cabinet, Daikin One+ Smart Thermostat compatible | 1200 CFM, Multi-Position, Variable-Speed ECM, Modular Blower | [34 empty] | Upflow/Downflow/Horizontal | Yes | MBVC1200AA-1 | [36 empty] | AC | [7 empty] | 15 A |  | 253 V | 4.3 A | 197 V |  |  |  | 60 Hz | 1 Ph |  | 208-230 V |  |  | 1200 ftÂ³/min |  | 600 ftÂ³/min | [24 empty] | 10 in | 8 in |  |  | 21 in | 26 in | 17-1/2 in | Electric | [6 empty] | TXV | [6 empty] | Air Cooled | [7 empty] | Variable Speed ECM | [29 empty] | 67 lb |  | 1/2 metric hp | [51 empty] | R-410A | [10 empty] | Yes | CTN | 1 | 26.00 in | 29.00 in | 20.00 in |  |  |  | 54.00 in | 62.50 in | 41.00 in | 26.00 in | 29.00 in | 20.00 in | 0 inÂ³ | 15080.000 inÂ³ | 0.0000 | 15080.000 inÂ³ | 0 inÂ³ | 67.000 lb |  | 67.000 lb | ALL PARTS - 5 YEARS PARTS | ALL PARTS - 10 YEARS PARTS | ALL PARTS - 10 YEARS PARTS | [6 empty] | ALL PARTS - 5 YEARS PARTS | ALL PARTS - 5 YEARS PARTS | ALL PARTS - 5 YEARS PARTS |  |  |  |  | MBVC Air Handler, Variable Speed ECM Motor | MBVC Air Handler, Variable Speed ECM Motor, 1200 CFM | MBVC Ducted Multi-position Modular Blower, Variable Speed ECM Motor, 1200 CFM, 17-1/2 in Cabinet, Daikin One+ Smart Thermostat compatible | Active | DQ-P-16-100;DSEN-HAQA;DTST-CWBSA-NI-A;HKA-15C;HKR-03;HKR-05;HKR-05C;HKR-06;HKR-08;HKR-08C;HKR-08CM;HKR-10;HKR-10C;DQ-P-16-100;DSEN-HAQA;DTST-CWBSA-NI-A | Equipment/Residential Split System/Air Handler
GD9T800805CX | Goodman | Unitary | Gas Furnace | Unitary Split System | Heating Only | Equipment | Indoor | Residential-Single Family | GD9T80 |  | Goodman 80% AFUE Gas Furnace Multi Speed ECM, Two Stage | 0.8 | Two-Stage Multi-Speed ECM Gas Furnace up to 80% AFUE | High reliabilitynd quality;Durablend long igniter life;Provisions for electronicir cleanernd humidifier;Quietnd Economical heating;Energy Efficientnd quiet circulation;Self-diagnostic control board with constant memory;Operates on two-stage or single-stage thermostats;Easy Connection for EACnd Humidifier | Heavy-dutyluminized-steel tubular heat exchanger;"Silicon Nitride igniter";Color-coded low-voltage terminals ;Two-Stage gas valve; Multi-speed ECM blower motor with continuous fan speed;Fault code LED Output;Two-stage gas valve;Furnace control board with self-diagnosticsnd provisions for electronicir cleanernd 120-volt or 24-volt humidifiers |  | Ducted |  |  |  | EAR99 | [6 empty] | 663051685505 | EA | 4 |  |  |  | Goodman 80% AFUE Gas Furnace Multi Speed ECM, Two Stage, Downflow/Horizontal, 80000 BTUH/H, Low NOx | fer cf furnace | 80 % | [33 empty] | Downflow/Horizontal | No | GD9T800805CX | [31 empty] | 30-60 Â°F | [12 empty] | 20 A |  |  | 15.32 A |  |  |  |  | 60 Hz | 1 Ph |  | 115 V | [29 empty] | 10 in | 10 in |  |  | 28 in | 33-3/8 in | 21 in | [14 empty] | Air Cooled | [7 empty] | Multi Speed ECM |  |  |  |  | Low NOx | [24 empty] | 129 lb |  | 1 metric hp | [26 empty] | 80000 Btu | 64,000 |  | 56,000 | 44,800 | [6 empty] | Two Stage | [24 empty] | Yes | CTN | 1 | 30.00 in | 35.50 in | 22.00 in |  |  |  | 60.00 in | 35.50 in | 44.00 in | 30.00 in | 35.50 in | 22.00 in |  | 23430.000 inÂ³ | 0.0000 | 23430.000 inÂ³ |  | 123.000 lb |  | 123.000 lb | ALL PARTS - 5 YEARS PARTS;HEAT EXCHANGER - 20 YEARS PARTS | HEAT EXCHANGER - 20 YEARS PARTS;ALL PARTS - 10 YEARS PARTS | HEAT EXCHANGER - LIFETIME PARTS;HEAT EXCHANGER - 79 YEARS PARTS;ALL PARTS - 10 YEARS PARTS;HEAT EXCHANGER - 20 YEARS PARTS;ALL PARTS - 10 YEARS PARTS |  |  | HEAT EXCHANGER - 10 YEARS UNIT REPLACEMENT;HEAT EXCHANGER - 10 YEARS UNIT REPLACEMENT |  |  |  | HEAT EXCHANGER - 20 YEARS PARTS;ALL PARTS - 5 YEARS PARTS | ALL PARTS - 5 YEARS PARTS;HEAT EXCHANGER - 20 YEARS PARTS | HEAT EXCHANGER - 20 YEARS PARTS;ALL PARTS - 5 YEARS PARTS |  |  |  |  | Goodman 80% AFUE Gas Furnace Multi Speed ECM, Two Stage | Goodman 80% AFUE Gas Furnace Multi Speed ECM, Two Stage, Downflow/Horizontal, 80000 BTUH/H, Low NOx | Goodman 80% AFUE Gas Furnace Multi Speed ECM, Two Stage, Downflow/Horizontal, 80000 BTUH/H, Low NOx | Active |  | Equipment/Residential Split System/Gas Furnace
CAPTA3022C3 | Corporate | Unitary | Coil | Unitary Split System | Cooling Only | Equipment | Indoor | Residential-Single Family | CAPTA_3 | CAPTA AlumaFin7â„¢ | CAPTA AlumaFin7â„¢ Evaporator Coil, Upflow/Downflow, 2.5 Ton |  | CAPTA AlumaFin7â„¢ Evaporator Coil |  | All-Aluminum evaporator coil ;Optimized for use with R-32 refrigerant including circuits and manifolds;R-32 sensor designed for the life span of the coil;Factory-installed thermal expansion valves for cooling and heat pump applications;Standardized copper suction tube stub length;Check flowrator for cooling and heat pump applications;Vertical application;21" depth for easier attic access;Single front access panel;Foil-faced insulation covers the internal casing to reduce cabinet condensation;Galvanized, leather grain-embossed finish;Rust resistant, thermoplastic drain pan featuring a low water-retention design;DecaBDE-free thermoplastic drain pan with secondary drain connections;Drain pan rails designed to remove and reposition coils with ease without compromising structural integrity;UV-resistant drain pan;AHRI certified;ETL Listed |  | Ducted | No |  |  | EAR99 | [6 empty] | 663051688377 | EA | 12 | USA | 8415.90.8025 | 8415.90.90.00 | CAPTA AlumaFin7â„¢ Cased Evaporator Coil, Upflow/Downflow, 2.0-2.5 Ton, 21 in Cabinet with TXV Expansion | 2.5T Cased Upflow/Downflow R-32 Coil with TXV | [35 empty] | Yes | CAPTA3022C3 | [72 empty] | Painted | Cased | [15 empty] | 21 in | 22 in | 21 in | [7 empty] | TXV | [79 empty] | 2.5 | 2.0;2.5 |  | 3/4 in | [7 empty] | 3/4 in |  |  | 3/8 in |  |  |  |  | R-32 | [10 empty] | Yes | CTN | 1 | 26.25 in | 24.50 in | 23.50 in |  |  |  | 54.00 in | 78.00 in | 50.00 in | 26.25 in | 24.50 in | 23.50 in |  | 15113.437 inÂ³ | 0.0000 | 15113.437 inÂ³ |  | 50.000 lb |  | 50.000 lb | ALL PARTS - 5 YEARS PARTS | ALL PARTS - 10 YEARS PARTS | ALL PARTS - 10 YEARS PARTS | 10 YEARS UNIT REPLACEMENT | 5 YEARS UNIT REPLACEMENT | 10 YEARS UNIT REPLACEMENT |  |  |  | ALL PARTS - 5 YEARS PARTS | ALL PARTS - 5 YEARS PARTS | ALL PARTS - 5 YEARS PARTS | 5 YEARS UNIT REPLACEMENT | 5 YEARS UNIT REPLACEMENT | 5 YEARS UNIT REPLACEMENT |  | CAPTA AlumaFin7â„¢ Evaporator Coil, Upflow/Downflow, 2.5 Ton | CAPTA AlumaFin7â„¢ Evaporator Coil, Upflow/Downflow, 2.5 Ton | CAPTA AlumaFin7â„¢ Cased Evaporator Coil, Upflow/Downflow, 2.0-2.5 Ton, 21 in Cabinet with TXV Expansion | Active | 0230K00007;0230K00044;DPICX-CB;0230K00007;0230K00044 | Equipment/Residential Split System/Coil
FTXC24AXVJU | Daikin | Ductless Mini-Splits | Mini-Split Fan Coils | Mini-Split | Heat Pump | Equipment | Indoor | Residential-Single Family | FTXC_AXVJU | Daikin ENTRA | Series Indoor Mini-Split Fan Coils |  | R-32 -- 0.75 - 2.0 Ton Wall Mounted Unit Heat Pump | 10 year limited parts and compressor warranty with online registration | Titanium apatite photocatalytic air purifying filter;Daikin Swing Compressor;Inverter Compressor |  | Wall Mounted | No |  |  | EAR99 | [7 empty] | EA | 12 | Malaysia | 8415.90.8065 | 8415.90.90.00 |  | Daikin Entra R-32 - 24K Indoor High Wall Unit |  | 213895725 | [13 empty] | No | [19 empty] | No | FTXC24AXVJU | [6 empty] | 114.8 Â°F | 50 Â°F | [6 empty] | 64.4 Â°F | 5 Â°F |  |  |  |  | 95 Â°F | 75 Â°F | 80 Â°F | 67 Â°F | 47 Â°F | 43 Â°F | 70 Â°F | 60 Â°F | [8 empty] | AC |  |  | 39 |  | 0.17 A |  | L1, L2, L3, Ground | [8 empty] | 60 Hz | 1 Ph |  | 208-230 V |  |  | 716 ftÂ³/min | 716 ftÂ³/min | 467 ftÂ³/min | 467 ftÂ³/min | 605 ftÂ³/min | 605 ftÂ³/min | 754 ftÂ³/min | 754 ftÂ³/min | 395 ftÂ³/min | 395 ftÂ³/min | [21 empty] | 11-1/3 in | 11-11/16 in | 39-9/16 in | [14 empty] | Air Cooled | [5 empty] | 0.88 | [13 empty] | 51 dBA | 48 dBA | 38 dBA | 37 dBA | 44 dBA | 42 dBA |  |  | 34 dBA | 34 dBA | [8 empty] | 30.5 lb | [11 empty] | 22400 Btu/H | 24000 Btu/H |  |  | 6.57 kW | [8 empty] | 23000 Btu/H |  |  | 6.74 kW | [6 empty] | 2 |  |  | 5/8 in | [7 empty] | 5/8 in |  |  | 1/4 in | 0 ft | 25 ft |  | 33 ft | R-32 | 98.5 ft | [9 empty] | Yes | CTN | 1 | 14.50 in | 14.50 in | 42.50 in | 11.33 in | 11.6875 in | 39.5625 in | 62.00 in | 48.50 in | 42.00 in | 14.50 in | 14.50 in | 42.50 in |  | 8935.625 inÂ³ | 0.0000 | 8935.625 inÂ³ | 5238.84 inÂ³ | 36.000 lb | 30.5 lb | 36.000 lb | ALL PARTS - 5 YEARS PARTS | ALL PARTS - 10 YEARS PARTS | ALL PARTS - 10 YEARS PARTS | [6 empty] | ALL PARTS - 5 YEARS PARTS | ALL PARTS - 5 YEARS PARTS | ALL PARTS - 5 YEARS PARTS |  |  |  |  | Daikin Entra R-32 - 24K Indoor High Wall Unit | Daikin Entra R-32 - 24K Indoor High Wall Unit | Daikin Entra R-32 - 24K Indoor High Wall Unit | Active | AZAI6WSCDKB;AZAI6WSPDKC;BRC51D61;BRC944B2;DACA-CP1-1;DACA-CP4-1;DTST-LTE-LA-A;DTST-ONE-ADA-A;DTST-TOU-ADA-A;AZAI6WSCDKB;AZAI6WSPDKC;BRC51D61;BRC944B2;DACA-CP1-1;DACA-CP4-1;DTST-LTE-LA-A;DTST-ONE-ADA-A;DTST-TOU-ADA-A | Equipment/Mini-Split/Mini-Split Fan Coils
GLZS5BA4810 | Goodman | Unitary | Split Heat Pump | Unitary Split System | Heat Pump | Equipment | Outdoor | Residential-Single Family | GLZS5B | GLZS5B | Goodman Split Heat Pump 16 SEER2, Single Stage | 16 SEER2 | High-Effciency, Communication, Split System Heat Pump Up to 16 SEER2 & 8.2 HSPF2 | Meets the 2023 M1 Test Standards | High-efficiency scroll compressor;SmartShiftÂ® technology to ensure quiet reliable defrost;Enhanced aluminum fin with coil-5mm diameter copper tubes in 1.5T-3.5T;Enhanced aluminum fin coil with 7mm diameter copper tubes 4.0-5.0 ton;Single-speed PSC condenser fan motor;Factory-installed suction-line accumulator;Factory-installed compressor crankcase heater;Factory-installed high-capacity muffler;High- and low-pressure switches;Service valves with sweat connections and easy access to gauge ports;Fully charged for 15â€™ of tubing length;Fully enclosed contactor;Ground lug connection;Capacitor with extended life; AHRI Certified; ETL Listed | Removable grille style top design compliant with UL 60335-2-40;Steel louver coil guard;Heavy-gauge galvanized-steel cabinet;Attractive Architectural Gray powder-paint finish with 500-hour salt-spray approval;Top and side maintenance access;Single panel access to controls with space provided for field-installed accessories;When properly anchored, meets the 2023 Florida Building Code unit integrity requirements for hurricane-type winds (Anchor bracket kits available.) | Ducted | No | Non-Communicating |  | EAR99 |  | Yes |  |  | R32 Outdoor |  | 663051737686 | EA | 1 | USA | 8415.90.8065 | 8415.90.90.00 | Goodman GLZS5B Split Heat Pump 16 SEER2, Single Stage, 4 Ton, Non-Communicating | 16 SEER2 HP R32, 4 Ton | [12 empty] | 12.5 |  |  | Yes | 48000 Btu/H |  | 7.8 |  |  | 7.8 | [6 empty] | 15.2 | [6 empty] | Yes | GLZS5BA4810 | [6 empty] | 125 Â°F | 55 Â°F | [6 empty] | 70 Â°F | -20 Â°F |  |  |  |  | 95 Â°F | 75 Â°F |  |  | 47 Â°F | 43 Â°F | [18 empty] | 45 A |  |  | 28.3 A |  |  |  |  | 60 Hz | 1 Ph |  | 208/230 V | 21.6 A | [19 empty] | Single Stage | Scroll | [11 empty] | 35.5 in | 36.5 in | 35.5 in | [7 empty] | TXV | [26 empty] | 73.6 dBA | [17 empty] | 264 lb | [24 empty] | 46000 Btu/H | [9 empty] | 4 |  | 0.64 |  | 174 oz | [9 empty] | 3/8 in |  |  |  | 15 ft | R-32 | 200 ft | 79 ft |  |  | 7/8 in | [5 empty] | Yes | CTN | 1 | 37.00 in | 38.50 in | 37.00 in |  |  |  | 37.00 in | 38.50 in | 37.00 in | 37.00 in | 38.50 in | 37.00 in |  | 52706.500 inÂ³ | 0.0000 | 52706.500 inÂ³ |  | 291.000 lb |  | 291.000 lb | ALL PARTS - 5 YEARS PARTS | ALL PARTS - 10 YEARS PARTS | ALL PARTS - 10 YEARS PARTS | [6 empty] | ALL PARTS - 5 YEARS PARTS | ALL PARTS - 5 YEARS PARTS | ALL PARTS - 5 YEARS PARTS |  |  |  |  | Goodman Split Heat Pump 16 SEER2, Single Stage | Goodman GLZS5B Split Heat Pump 16 SEER2 & 7.8 HSPF, Single Stage, 4 Ton, Non-Communicating | Goodman GLZS5B Split Heat Pump 16 SEER2 & 7.8 HSPF, Single Stage, 4 Ton, Non-Communicating | Active | 0161R00128;ABK-20;CSR-U-2;CSR-U-3;FSK01A;OT18-60A;TXV-FX-KX-5T;0161R00128 | Equipment/Residential Split System/Split Heat Pump
GR9T800804BX | Goodman | Unitary | Gas Furnace | Unitary Split System | Heating Only | Equipment | Indoor | Residential-Single Family | GR9T80 |  | Goodman 80% AFUE Gas Furnace Multi Speed ECM, Two Stage | 0.8 | Two-Stage Multi-Speed ECM Gas Furnace up to 80% AFUE | High reliabilitynd quality;Durablend long igniter life;Provisions for electronicir cleanernd humidifier;Quietnd Economical heating;Energy Efficientnd quiet circulation;Self-diagnostic control board with constant memory;Operates on two-stage or single-stage thermostats;Easy Connection for EACnd Humidifier | Heavy-dutyluminized-steel tubular heat exchanger;"Silicon Nitride igniter";Color-coded low-voltage terminals;Two-Stage gas valve;Multi-speed ECM blower motor with continuous fan speed;Fault code LED Output;Two-stage gas valve;Furnace control board with self-diagnosticsnd provisions for electronicir cleanernd 120-volt or 24-volt humidifiers |  | Ducted |  |  |  | EAR99 | [6 empty] | 663051685611 | EA | 4 |  |  |  | Goodman 80% AFUE Gas Furnace Multi Speed ECM, Two Stage, Upflow/Horizontal, 80000 BTUH/H, Low NOx | fer uf furnace | 80 % | [33 empty] | Upflow/Horizontal | No | GR9T800804BX | [31 empty] | 30-60 Â°F | [12 empty] | 15 A |  |  | 12.45 A |  |  |  |  | 60 Hz | 1 Ph |  | 115 V | [29 empty] | 10 in | 8 in |  |  | 28 in | 33-3/8 in | 17-1/2 in | [14 empty] | Air Cooled | [7 empty] | Multi Speed ECM |  |  |  |  | Low NOx | [24 empty] | 121 lb |  | 3/4 metric hp | [26 empty] | 80000 Btu | 64,000 |  | 56,000 | 44,800 | [6 empty] | Two Stage | [24 empty] | Yes | CTN | 1 | 30.00 in | 35.50 in | 18.50 in |  |  |  | 60.00 in | 35.50 in | 37.00 in | 30.00 in | 35.50 in | 18.50 in |  | 19702.500 inÂ³ | 0.0000 | 19702.500 inÂ³ |  | 108.000 lb |  | 108.000 lb | HEAT EXCHANGER - 20 YEARS PARTS;ALL PARTS - 5 YEARS PARTS | ALL PARTS - 10 YEARS PARTS;HEAT EXCHANGER - 20 YEARS PARTS | HEAT EXCHANGER - LIFETIME PARTS;ALL PARTS - 10 YEARS PARTS;HEAT EXCHANGER - 20 YEARS PARTS;ALL PARTS - 10 YEARS PARTS;HEAT EXCHANGER - 79 YEARS PARTS |  |  | HEAT EXCHANGER - 10 YEARS UNIT REPLACEMENT;HEAT EXCHANGER - 10 YEARS UNIT REPLACEMENT |  |  |  | ALL PARTS - 5 YEARS PARTS;HEAT EXCHANGER - 20 YEARS PARTS | ALL PARTS - 5 YEARS PARTS;HEAT EXCHANGER - 20 YEARS PARTS | ALL PARTS - 5 YEARS PARTS;HEAT EXCHANGER - 20 YEARS PARTS |  |  |  |  | Goodman 80% AFUE Gas Furnace Multi Speed ECM, Two Stage | Goodman 80% AFUE Gas Furnace Multi Speed ECM, Two Stage, Upflow/Horizontal, 80000 BTUH/H, Low NOx | Goodman 80% AFUE Gas Furnace Multi Speed ECM, Two Stage, Upflow/Horizontal, 80000 BTUH/H, Low NOx | Active |  | Equipment/Residential Split System/Gas Furnace
AWST30LU1305 | Corporate | Unitary | Air Handler | Unitary Split System | Air Handler | Equipment | Indoor | Residential-Single Family | AWST_32 | AWST | AWST Air Handler, Multi Speed ECM Motor, 2.5 Ton |  | Wall-Mount Air Handler 1Â½ to 3 Tons | All Aluminum Coil;Improved Reliability and Quality;Factory TXV Installed for Quicker Install;More Efficient Refrigerant Metering | AWST Models: Equipped wit a fully adjustable TXV;Direct-drive, multi-speed motors allows air volume variation for heating/cooling;Direct-drive, multi-speed motors allows air volume variation for heating/cooling;Sequence-controlled, rust-resistant nickel chromium heating elements of 3, 5, 8, and 10 kW;Aluminum tubing coils on all models;Factory-installed pull-type disconnect;Thermoplastic drain pan with bottom primary and secondary drain connections;AHRI Certified and ETL Listed;Optimized for use with R-32 refrigerant with factory installed leak detection sensor for A2L mitigation. | Cabinet air leakage less than 2.0% at 1.0 inch H2O when tested in accordance with ASHRAE standard 193;Cabinet air leakage less than 1.4% at 0.5 inch H2O when tested in accordance with ASHRAE standard 193;Built-in filter rack (filter included);Large chassis (2-1/2 and 3 ton units), front return only;Small chassis (1-1/2 and 2 ton units), front or bottom return;Wall-hanging bracket provided | Ducted Wall Mounted | No |  |  | EAR99 | [6 empty] | 663051683686 | EA | 4 | Mexico | 8415.90.8065 | 8415.90.90.00 | AWST Ducted Wall Mounted Air Handler, Multi Speed ECM Motor, 1.5-3 Ton, 24 in Cabinet with TXV Expansion, | 2.5 Ton, Wall-Mount, Unpainted, Air Handler R-32 |  |  | 30000 Btu/H | [32 empty] | No | AWST30LU1305 | [41 empty] | 3.8 A |  |  | 30/30 A |  | 253 V | 26.4/29.8 A | 197 V |  |  |  | 60 Hz | 1 Ph |  | 208/230 V | [29 empty] | 10 in | 8 in | 10 in | 8 in | 21 in | 36 in | 24 in |  |  | 3.35 |  |  |  | 1200 r/min | TXV | [14 empty] | Multi Speed ECM | [6 empty] | 5 | [22 empty] | 109 lb |  | 1/2 metric hp | [32 empty] | 2.5 | 1.5;3 |  | 3/4 in | 0.5 oz | [6 empty] | 3/4 in |  |  | 3/8 in |  |  |  |  | R-32 | [10 empty] | Yes | CTN | 1 | 25.00 in | 39.00 in | 22.50 in |  |  |  | 52.00 in | 44.00 in | 46.00 in | 25.00 in | 39.00 in | 22.50 in |  | 21937.500 inÂ³ | 0.0000 | 21937.500 inÂ³ |  | 106.000 lb |  | 106.000 lb | ALL PARTS - 5 YEARS PARTS | ALL PARTS - 10 YEARS PARTS | ALL PARTS - 10 YEARS PARTS | [6 empty] | ALL PARTS - 5 YEARS PARTS | ALL PARTS - 5 YEARS PARTS | ALL PARTS - 5 YEARS PARTS |  |  |  |  | AWST Air Handler, Multi Speed ECM Motor, 2.5 Ton | AWST Air Handler, Multi Speed ECM Motor, 2.5 Ton | AWST Ducted Wall Mounted Air Handler, Multi Speed ECM Motor, 1.5-3 Ton, 24 in Cabinet with TXV Expansion, | Active | WAD-1;WAD-2 | Equipment/Residential Split System/Air Handler
CAPFA3626B3 | Corporate | Unitary | Coil | Unitary Split System | Cooling Only | Equipment | Indoor | Residential-Single Family | CAPFA_32 | CAPFA AlumaFin7â„¢ | CAPFA AlumaFin7â„¢ Evaporator Coil, Upflow/Downflow, 3 Ton |  | CAPFA AlumaFin7â„¢ Evaporator Coil |  | All-Aluminum evaporator coil;Optimized for use with R-32 refrigerant including circuits and manifolds;R-32 sensor designed for the life span of the coil;Factory-installed optimized metering device (piston);Standardized copper suction tube stub length;21" depth for easier attic access;Single front access panel;Foil-faced insulation covers the internal casing to reduce cabinet condensation;Vertical application;Galvanized, leather grain-embossed finish;Rust resistant, thermoplastic drain pans featuring a low water-retention design;DecaBDE-free thermoplastic drain pan with secondary drain connections;Drain pan rails designed to remove and reposition coils with ease without compromising structural integrity;UV-resistant drain pan;AHRI certified;ETL listed |  | Ducted | No |  |  | EAR99 | [6 empty] | 663051696273 | EA | 8 | USA | 8415.90.8025 | 8415.90.90.00 | CAPFA AlumaFin7â„¢ Cased Aluminum Evaporator Coil, Upflow/Downflow, 2-3.0 Ton, 26 in Cabinet with Orifice Expansion | 3T Cased Upflow/Downflow R-32 Coil | [35 empty] | Yes | CAPFA3626B3 | [72 empty] | Painted | Cased | [15 empty] | 17.5 in | 21 in | 26 in |  |  |  |  | 3 | 17 |  | Orifice | [79 empty] | 3 | 2;3.0 |  | 3/4 in | [7 empty] | 7/8 in |  |  | 3/8 in |  |  |  |  | R-32 | [10 empty] | Yes | CTN | 1 | 26.25 in | 28.50 in | 20.00 in |  |  |  | 54.00 in | 61.50 in | 41.00 in | 26.25 in | 28.50 in | 20.00 in |  | 14962.500 inÂ³ | 0.0000 | 14962.500 inÂ³ |  | 54.000 lb |  | 54.000 lb | ALL PARTS - 5 YEARS PARTS | ALL PARTS - 10 YEARS PARTS | ALL PARTS - 10 YEARS PARTS | 10 YEARS UNIT REPLACEMENT | 5 YEARS UNIT REPLACEMENT | 10 YEARS UNIT REPLACEMENT | [10 empty] | CAPFA AlumaFin7â„¢ Evaporator Coil, Upflow/Downflow, 3 Ton | CAPFA AlumaFin7â„¢ Evaporator Coil, Upflow/Downflow, 3 Ton | CAPFA AlumaFin7â„¢ Cased Aluminum Evaporator Coil, Upflow/Downflow, 2-3.0 Ton, 26 in Cabinet with Orifice Expansion | Active |  | Equipment/Residential Split System/Coil
GLXS5BA3610 | Goodman | Unitary | Split Air Conditioner | Unitary Split System | Cooling Only | Equipment | Outdoor | Residential-Single Family | GLXS5 | GLXS5B | Goodman Split Air Conditioner 15.2 SEER2, Single Stage | 15.2 SEER2 |  |  | High-efficiency scroll compressor;Factory-installed filter drier;Fully charged for 15â€™ of tubing length;Copper tube/enhanced aluminum fincoil -5mm diameter on 1.5-3.0T;Service valves with sweat connectionsand easy-to-access gauge ports;Enclosed contactor with lug connection;Ground lug connection;High-pressure switch;AHRI Certified;ETL Listed | Removable grille-style top designcompliant with UL 60335-2-40;Heavy-gauge galvanized-steel cabinet;Attractive Architectural Gray powder-paintfinish with 500-hour salt-spray approval;Steel louver coil guard;Single-panel access to controls with spaceprovided for field-installed accessories;When properly anchored, meets the 2023 FloridaBuilding Code unit integrity requirements forhurricane-type winds (Anchor bracket kits available.) |  | No | Non-Communicating |  | EAR99 | [6 empty] | 663051735491 | EA | 1 | USA | 8415.90.8065 | 8415.90.90.00 | Goodman Split Air Conditioner 15.2 SEER2, Single Stage, 3 Ton, Non-Communicating | 15.2 SEER2 R-32 AC, 3 Ton | [35 empty] | Yes | GLXS5BA3610 | [6 empty] | 115 Â°F | 55 Â°F | [12 empty] | 95 Â°F | 72 Â°F | 80 Â°F | 67 Â°F | [10 empty] | 13.4 A | [9 empty] | 30 A |  |  | 17.8 A |  |  |  |  | 60 Hz | 1 Ph |  | 208/230 V | [20 empty] | Single Stage | Scroll | [11 empty] | 35.5 in | 39.5 in | 35.5 in | [34 empty] | 70.6 dBA | [52 empty] | 3 |  |  |  | 88 oz | [13 empty] | 15 ft | R-32 | 79 ft | 50 ft |  | 3/8 in | 7/8 in | [5 empty] | Yes | CTN | 1 | 37.00 in | 42.00 in | 37.00 in |  |  |  | 37.00 in | 42.00 in | 37.00 in | 37.00 in | 42.00 in | 37.00 in |  | 57498.000 inÂ³ | 0.0000 | 57498.000 inÂ³ |  | 214.000 lb |  | 214.000 lb | ALL PARTS - 5 YEARS PARTS | ALL PARTS - 10 YEARS PARTS | ALL PARTS - 10 YEARS PARTS | [6 empty] | ALL PARTS - 5 YEARS PARTS | ALL PARTS - 5 YEARS PARTS | ALL PARTS - 5 YEARS PARTS |  |  |  |  | Goodman Split Air Conditioner 15.2 SEER2, Single Stage | Goodman Split Air Conditioner 15.2 SEER2, Single Stage, 3 Ton, Non-Communicating | Goodman Split Air Conditioner 15.2 SEER2, Single Stage, 3 Ton, Non-Communicating | Active | 0130M00106;0130R00000S;0161R00128;0163R00006;ABK-20;ASC01A;CSR-U-1;CSR-U-2;FSK01A;LAKT01;LSK02A | Equipment/Residential Split System/Split Air Conditioner
GR9S801005CN | Goodman | Unitary | Gas Furnace | Unitary Split System | Heating Only | Equipment | Indoor | Residential-Single Family | GR9S80 |  | Goodman 80% AFUE Gas Furnace Nine Speed ECM, Single Stage | 0.8 | Single-Stage Multi-Speed ECM Gas Furnace Up to 80% AFUE | High reliabilitynd quality;Durablend long-igniter life;Provisions for electronicir cleanernd humidifier;Energy Efficientnd quiet circulation;Self-diagnostic control board with constant memory;Simple installationnd setup;Quietnd simple operation | 1. Heavy-dutyluminized-steel tubular heat exchanger;2. "Silicon Nitride igniter";3. Color-coded low-voltage terminals;4. Multi-speed ECM blower motor with continuous fan speed;5. Fault code LED Output;6. Single-Stage gas Valve;7. Single-speed inducer draft blower |  | Ducted |  |  |  | EAR99 | [6 empty] | 663051684966 | EA | 4 |  |  |  | Goodman 80% AFUE Gas Furnace Nine Speed ECM, Single Stage, Upflow/Horizontal, 100000 BTUH/H, Non NOx Rated | fer uf furnace | 80 % | [33 empty] | Upflow/Horizontal | No | GR9S801005CN | [31 empty] | 35-65 Â°F | [12 empty] | 15 A |  |  | 12.45 A |  |  |  |  | 60 Hz | 1 Ph |  | 115 V |  |  |  | 1308 ftÂ³/min | [25 empty] | 10 in | 10 in |  |  | 28 in | 33-3/8 in | 21 in |  | Yes | [12 empty] | Air Cooled | [7 empty] | Nine Speed ECM |  |  |  |  | Non NOx Rated | 5 | [23 empty] | 132 lb |  | 3/4 metric hp | [26 empty] | 100000 Btu | 80,000 | [9 empty] | Single Stage | [19 empty] | 4 in |  |  |  |  | Yes | CTN | 1 | 30.00 in | 35.50 in | 22.00 in |  |  |  | 60.00 in | 35.50 in | 44.00 in | 30.00 in | 35.50 in | 22.00 in |  | 23430.000 inÂ³ | 0.0000 | 23430.000 inÂ³ |  | 119.090 lb |  | 119.090 lb | ALL PARTS - 5 YEARS PARTS;HEAT EXCHANGER - 20 YEARS PARTS | HEAT EXCHANGER - 20 YEARS PARTS;ALL PARTS - 10 YEARS PARTS | HEAT EXCHANGER - 79 YEARS PARTS;ALL PARTS - 10 YEARS PARTS;HEAT EXCHANGER - LIFETIME PARTS;HEAT EXCHANGER - 20 YEARS PARTS;ALL PARTS - 10 YEARS PARTS | [6 empty] | HEAT EXCHANGER - 20 YEARS PARTS;ALL PARTS - 5 YEARS PARTS | ALL PARTS - 5 YEARS PARTS;HEAT EXCHANGER - 20 YEARS PARTS | ALL PARTS - 5 YEARS PARTS;HEAT EXCHANGER - 20 YEARS PARTS |  |  |  |  | Goodman 80% AFUE Gas Furnace Nine Speed ECM, Single Stage | Goodman 80% AFUE Gas Furnace Nine Speed ECM, Single Stage, Upflow/Horizontal, 100000 BTUH/H, Non NOx Rated | Goodman 80% AFUE Gas Furnace Nine Speed ECM, Single Stage, Upflow/Horizontal, 100000 BTUH/H, Non NOx Rated | Active |  | Equipment/Residential Split System/Gas Furnace
GR9S800805CN | Goodman | Unitary | Gas Furnace | Unitary Split System | Heating Only | Equipment | Indoor | Residential-Single Family | GR9S80 |  | Goodman 80% AFUE Gas Furnace Nine Speed ECM, Single Stage | 0.8 | Single-Stage Multi-Speed ECM Gas Furnace Up to 80% AFUE | High reliabilitynd quality;Durablend long-igniter life;Provisions for electronicir cleanernd humidifier;Energy Efficientnd quiet circulation;Self-diagnostic control board with constant memory;Simple installationnd setup;Quietnd simple operation | 1. Heavy-dutyluminized-steel tubular heat exchanger;2. "Silicon Nitride igniter";3. Color-coded low-voltage terminals;4. Multi-speed ECM blower motor with continuous fan speed;5. Fault code LED Output;6. Single-Stage gas Valve;7. Single-speed inducer draft blower |  | Ducted |  |  |  | EAR99 | [6 empty] | 663051684942 | EA | 4 |  |  |  | Goodman 80% AFUE Gas Furnace Nine Speed ECM, Single Stage, Upflow/Horizontal, 80000 BTUH/H, Non NOx Rated | fer uf furnace | 80 % | [33 empty] | Upflow/Horizontal | No | GR9S800805CN | [31 empty] | 35-65 Â°F | [12 empty] | 15 A |  |  | 12.45 A |  |  |  |  | 60 Hz | 1 Ph |  | 115 V |  |  |  | 1270 ftÂ³/min | [25 empty] | 10 in | 10 in |  |  | 28 in | 33-3/8 in | 21 in |  | Yes | [12 empty] | Air Cooled | [7 empty] | Nine Speed ECM |  |  |  |  | Non NOx Rated | 4 | [23 empty] | 132 lb |  | 3/4 metric hp | [26 empty] | 80000 Btu | 64,000 | [9 empty] | Single Stage | [19 empty] | 4 in |  |  |  |  | Yes | CTN | 1 | 30.00 in | 35.50 in | 22.00 in |  |  |  | 60.00 in | 35.50 in | 44.00 in | 30.00 in | 35.50 in | 22.00 in |  | 23430.000 inÂ³ | 0.0000 | 23430.000 inÂ³ |  | 113.000 lb |  | 113.000 lb | HEAT EXCHANGER - 20 YEARS PARTS;ALL PARTS - 5 YEARS PARTS | ALL PARTS - 10 YEARS PARTS;HEAT EXCHANGER - 20 YEARS PARTS | ALL PARTS - 10 YEARS PARTS;HEAT EXCHANGER - 20 YEARS PARTS;HEAT EXCHANGER - LIFETIME PARTS;ALL PARTS - 10 YEARS PARTS;HEAT EXCHANGER - 79 YEARS PARTS | [6 empty] | ALL PARTS - 5 YEARS PARTS;HEAT EXCHANGER - 20 YEARS PARTS | ALL PARTS - 5 YEARS PARTS;HEAT EXCHANGER - 20 YEARS PARTS | ALL PARTS - 5 YEARS PARTS;HEAT EXCHANGER - 20 YEARS PARTS |  |  |  |  | Goodman 80% AFUE Gas Furnace Nine Speed ECM, Single Stage | Goodman 80% AFUE Gas Furnace Nine Speed ECM, Single Stage, Upflow/Horizontal, 80000 BTUH/H, Non NOx Rated | Goodman 80% AFUE Gas Furnace Nine Speed ECM, Single Stage, Upflow/Horizontal, 80000 BTUH/H, Non NOx Rated | Active |  | Equipment/Residential Split System/Gas Furnace
RXC18AXVJU | Daikin | Ductless Mini-Splits | Mini-Split Heat Pump | Mini-Split | Heat Pump | Equipment | Outdoor | Residential-Single Family | RXC_AXVJU | Daikin ENTRA | Series Outdoor Mini-Split Heat Pump, Single Zone |  | 0.75 - 2 Ton 17 Series Heat Pump Up to 17 SEER / 9 HSPF | 10 year limited parts warranty with online registration | Operating Range - Cooling (50Â° - 114.8Â°) |  |  | No |  |  | EAR99 | [7 empty] | EA | 6 | Malaysia | 8415.90.8065 | 8415.90.90.00 | Outdoor Mini-Split Heat Pump, & HSPF, Single Zone, | Daikin Entra R-32 Heat Pump Ductless ODU 1.5 Ton |  | 213895724 | [13 empty] | No | [19 empty] | No | RXC18AXVJU | [6 empty] | 114.8 Â°F | 50 Â°F | [6 empty] | 65 Â°F | 5 Â°F |  |  |  |  | 95 Â°F | 75 Â°F | 80 Â°F | 67 Â°F | 47 Â°F | 43 Â°F | 70 Â°F | 60 Â°F | [8 empty] | AC |  |  | 55 | 20 A |  |  | L1, L2, L3, Ground | 20 A |  |  | 16.34 A |  | 1.3 A |  |  | 60 Hz | 1 Ph |  | 208-230 V |  |  | 1879 ftÂ³/min | 1833 ftÂ³/min | [16 empty] | Inverter | Swing | [11 empty] | 13-13/16 in | 27-13/32 in | 36-5/8 in | [14 empty] | Air Cooled | [5 empty] | 0.61 | [13 empty] | 53 dBA | 53 dBA | [16 empty] | 101 lb | [9 empty] | 20000 Btu/H | 6900 Btu/H | 18100 Btu/H |  |  |  | 5.3 kW | [6 empty] | 22500 Btu/H | 5800 Btu/H | 18000 Btu/H |  |  | 5.28 kW | [6 empty] | 1 |  | 0.18 |  | 3.31 lb | [6 empty] | 1/2 in |  |  | 1/4 in | 0 ft | 25 ft | PVE (FVC50K) | 33 ft | R-32 | 98.5 ft | 33 ft | [8 empty] | Yes | CTN | 1 | 18.75 in | 30.00 in | 42.50 in | 13.81 in | 27.4 in | 36.62 in | 53.00 in | 62.00 in | 44.00 in | 18.75 in | 30.00 in | 42.50 in |  | 23906.250 inÂ³ | 0.0000 | 23906.250 inÂ³ | 13856.78 inÂ³ | 110.000 lb | 101 lb | 110.000 lb | ALL PARTS - 5 YEARS PARTS | ALL PARTS - 10 YEARS PARTS | ALL PARTS - 10 YEARS PARTS | [6 empty] | ALL PARTS - 5 YEARS PARTS | ALL PARTS - 5 YEARS PARTS | ALL PARTS - 5 YEARS PARTS |  |  |  |  | Daikin Entra R-32 Heat Pump Ductless ODU 1.5 Ton | Daikin Entra R-32 Heat Pump Ductless ODU 1.5 Ton | Daikin Entra R-32 Heat Pump Ductless ODU 1.5 Ton | Active | DACA-WB-3;KEH063A4EA;KPW063B4E;DACA-WB-3 | Equipment/Mini-Split/Mini-Split Heat Pump
GR9T800804BN | Goodman | Unitary | Gas Furnace | Unitary Split System | Heating Only | Equipment | Indoor | Residential-Single Family | GR9T80 |  | Goodman 80% AFUE Gas Furnace Nine Speed ECM, Two Stage | 0.8 | Two-Stage Multi-Speed ECM Gas Furnace up to 80% AFUE | High reliabilitynd quality;Durablend long igniter life;Provisions for electronicir cleanernd humidifier;Quietnd Economical heating;Energy Efficientnd quiet circulation;Self-diagnostic control board with constant memory;Operates on two-stage or single-stage thermostats;Easy Connection for EACnd Humidifier | Heavy-dutyluminized-steel tubular heat exchanger;"Silicon Nitride igniter";Color-coded low-voltage terminals;Two-Stage gas valve;Multi-speed ECM blower motor with continuous fan speed;Fault code LED Output;Two-stage gas valve;Furnace control board with self-diagnosticsnd provisions for electronicir cleanernd 120-volt or 24-volt humidifiers |  | Ducted |  |  |  | EAR99 | [6 empty] | 663051685604 | EA | 4 |  |  |  | Goodman 80% AFUE Gas Furnace Nine Speed ECM, Two Stage, Upflow/Horizontal, 80000 BTUH/H, Non NOx Rated | fer uf furnace | 80 % | [33 empty] | Upflow/Horizontal | No | GR9T800804BN | [31 empty] | 30-60 Â°F | [12 empty] | 15 A |  |  | 12.45 A |  |  |  |  | 60 Hz | 1 Ph |  | 115 V |  |  |  | 1600 ftÂ³/min | [25 empty] | 10 in | 8 in |  |  | 28 in | 33-3/8 in | 17-1/2 in |  | Yes | [12 empty] | Air Cooled | [7 empty] | Nine Speed ECM |  |  |  |  | Non NOx Rated | [24 empty] | 121 lb |  | 3/4 metric hp | [26 empty] | 80000 Btu | 64,000 |  | 56,000 | 44,800 | [6 empty] | Two Stage | [19 empty] | 4 in |  |  |  |  | Yes | CTN | 1 | 30.00 in | 35.50 in | 18.50 in |  |  |  | 60.00 in | 35.50 in | 37.00 in | 30.00 in | 35.50 in | 18.50 in |  | 19702.500 inÂ³ | 0.0000 | 19702.500 inÂ³ |  | 108.000 lb |  | 108.000 lb | HEAT EXCHANGER - 20 YEARS PARTS;ALL PARTS - 5 YEARS PARTS | ALL PARTS - 10 YEARS PARTS;HEAT EXCHANGER - 20 YEARS PARTS | HEAT EXCHANGER - 79 YEARS PARTS;HEAT EXCHANGER - 20 YEARS PARTS;ALL PARTS - 10 YEARS PARTS;HEAT EXCHANGER - LIFETIME PARTS;ALL PARTS - 10 YEARS PARTS |  |  | HEAT EXCHANGER - 10 YEARS UNIT REPLACEMENT;HEAT EXCHANGER - 10 YEARS UNIT REPLACEMENT |  |  |  | HEAT EXCHANGER - 20 YEARS PARTS;ALL PARTS - 5 YEARS PARTS | ALL PARTS - 5 YEARS PARTS;HEAT EXCHANGER - 20 YEARS PARTS | HEAT EXCHANGER - 20 YEARS PARTS;ALL PARTS - 5 YEARS PARTS |  |  |  |  | Goodman 80% AFUE Gas Furnace Nine Speed ECM, Two Stage | Goodman 80% AFUE Gas Furnace Nine Speed ECM, Two Stage, Upflow/Horizontal, 80000 BTUH/H, Non NOx Rated | Goodman 80% AFUE Gas Furnace Nine Speed ECM, Two Stage, Upflow/Horizontal, 80000 BTUH/H, Non NOx Rated | Active |  | Equipment/Residential Split System/Gas Furnace
GLXS3BN3610 | Goodman | Unitary | Split Air Conditioner | Unitary Split System | Cooling Only | Equipment | Outdoor | Residential-Single Family | GLXS3B | GLXS3B | Goodman Split Air Conditioner 13.4 SEER2, Single Stage | 13.4 SEER2 |  |  | Energy-Efficienct Compressor;Fully charged for 15' of tubing length;Copper tube/ enhanced aluminum fin coil-5mm diameter;Factory-installed filter drier;Sweat connection service valves with easy access to gauge ports;Enclosed contactor with lug connection;High-pressure switch;Capacitors with extended life;AHRI Certified;ETL Listed | Removable grille-style top design compliant with UL 60335-2-40;Venturi for increased velocity of airflow;Attractive Architectural Gray powder-paint finish with 500-hour salt-spray approval;Wire fan discharge grille;Steel louver coil guard;Top and side maintenance access;Single-panel access to controls with space provided for field-installed accessories;When properly anchored, meets the 2023 Florida Building Code unit integrity requirements for hurricane-type winds (Anchor bracket kits available.) |  | No | Non-Communicating |  | EAR99 | [6 empty] | 663051715899 | EA | 2 | USA | 8415.90.8085 | 8415.90.90.00 | Goodman Split Air Conditioner 13.4 SEER2, Single Stage, 3 Ton, Non-Communicating | 13.4 seer2 R-32 ac, 3.0t |  |  | 36000 Btu/H | [9 empty] | 11.2 |  |  | No | [12 empty] | 13.4 | [6 empty] | Yes | GLXS3BN3610 | [6 empty] | 115 Â°F | 55 Â°F | [12 empty] | 95 Â°F | 75 Â°F | [22 empty] | 30 A |  |  | 17.5 A |  |  |  |  | 60 Hz | 1 Ph |  | 208/230 V | 13.44 A | [19 empty] | Single Stage | Scroll | [11 empty] | 26 in | 32.5 in | 26 in | [34 empty] | 69 dBA | [17 empty] | 136 lb | [11 empty] | 34200 Btu/H | [22 empty] | 3 |  | 0.58 |  | 60 oz | [9 empty] | 3/8 in |  |  |  | 15 ft | R-32 | 200 ft | 79 ft |  |  | 7/8 in | [5 empty] | Yes | CTN | 1 | 27.50 in | 34.50 in | 27.50 in |  |  |  | 27.50 in | 34.50 in | 55.00 in | 27.50 in | 34.50 in | 27.50 in |  | 26090.625 inÂ³ | 0.0000 | 26090.625 inÂ³ |  | 151.000 lb |  | 151.000 lb | ALL PARTS - 5 YEARS PARTS | ALL PARTS - 10 YEARS PARTS | ALL PARTS - 10 YEARS PARTS | [6 empty] | ALL PARTS - 5 YEARS PARTS | ALL PARTS - 5 YEARS PARTS | ALL PARTS - 5 YEARS PARTS |  |  |  |  | Goodman Split Air Conditioner 13.4 SEER2, Single Stage | Goodman Split Air Conditioner 13.4 SEER2, Single Stage, 3 Ton, Non-Communicating | Goodman Split Air Conditioner 13.4 SEER2, Single Stage, 3 Ton, Non-Communicating | Active | 0130R00000S;0161R00128;ABK-20;ASC01A;CSR-U-1;FSK01A;LAKT01;LSK02A | Equipment/Residential Split System/Split Air Conditioner
GD9S801005CN | Goodman | Unitary | Gas Furnace | Unitary Split System | Heating Only | Equipment | Indoor | Residential-Single Family | GD9S80 |  | Goodman 80% AFUE Gas Furnace Multi Speed ECM, Single Stage | 0.8 | Single-Stage Multi-Speed ECM Gas Furnace 80% AFUE | Higher reliabilitynd quality;Durablend long igniter life;Provisions for electronicir cleanernd humidifier;Energy Efficientnd quiet circulation;Self-diagnostic control board with constant memory;Simple installationnd setup;Quietnd simple operation | Heavy-duty stainless-steel tubular heat exchanger;"Silicon Nitride igniter";Color-coded low-voltage terminals;Multi-speed ECM blower motor with continuous fan speed;Fault code LED Output;Single-Stage gas Valve;Single-speed inducer draft blower |  | Ducted |  |  |  | EAR99 | [6 empty] | 663051684799 | EA | 4 |  |  |  | Goodman 80% AFUE Gas Furnace Multi Speed ECM, Single Stage, Downflow/Horizontal, 100000 BTUH/H, Non NOx Rated | fer uf furnace | 80 % | [33 empty] | Downflow/Horizontal | No | GD9S801005CN | [31 empty] | 40-70 Â°F | [12 empty] | 20 A |  |  | 15.3 A |  |  |  |  | 60 Hz | 1 Ph |  | 115 V |  |  |  | 1350 ftÂ³/min | [25 empty] | 10 in | 10 in |  |  | 28 in | 33-3/8 in | 21 in | [14 empty] | Air Cooled | [7 empty] | Multi Speed ECM |  |  |  |  | Non NOx Rated | [24 empty] | 115 lb |  | 1 metric hp | [26 empty] | 100000 Btu | 80,000 | [9 empty] | Single Stage | [24 empty] | Yes | CTN | 1 | 30.00 in | 35.50 in | 22.00 in |  |  |  | 60.00 in | 35.50 in | 44.00 in | 30.00 in | 35.50 in | 22.00 in |  | 23430.000 inÂ³ | 0.0000 | 23430.000 inÂ³ |  | 126.000 lb |  | 126.000 lb | HEAT EXCHANGER - 20 YEARS PARTS;ALL PARTS - 5 YEARS PARTS | HEAT EXCHANGER - 20 YEARS PARTS;ALL PARTS - 10 YEARS PARTS | ALL PARTS - 10 YEARS PARTS;HEAT EXCHANGER - LIFETIME PARTS;ALL PARTS - 10 YEARS PARTS;HEAT EXCHANGER - 79 YEARS PARTS;HEAT EXCHANGER - 20 YEARS PARTS | [6 empty] | ALL PARTS - 5 YEARS PARTS;HEAT EXCHANGER - 20 YEARS PARTS | ALL PARTS - 5 YEARS PARTS;HEAT EXCHANGER - 20 YEARS PARTS | ALL PARTS - 5 YEARS PARTS;HEAT EXCHANGER - 20 YEARS PARTS |  |  |  |  | Goodman 80% AFUE Gas Furnace Multi Speed ECM, Single Stage | Goodman 80% AFUE Gas Furnace Multi Speed ECM, Single Stage, Downflow/Horizontal, 100000 BTUH/H, Non NOx Rated | Goodman 80% AFUE Gas Furnace Multi Speed ECM, Single Stage, Downflow/Horizontal, 100000 BTUH/H, Non NOx Rated | Active |  | Equipment/Residential Split System/Gas Furnace
CAPTA6030D3 | Corporate | Unitary | Coil | Unitary Split System | Cooling Only | Equipment | Indoor | Residential-Single Family | CAPTA_3 | CAPTA AlumaFin7â„¢ | CAPTA AlumaFin7â„¢ Evaporator Coil, Upflow/Downflow, 5 Ton |  | CAPTA AlumaFin7â„¢ Evaporator Coil |  | All-Aluminum evaporator coil ;Optimized for use with R-32 refrigerant including circuits and manifolds;R-32 sensor designed for the life span of the coil;Factory-installed thermal expansion valves for cooling and heat pump applications;Standardized copper suction tube stub length;Check flowrator for cooling and heat pump applications;Vertical application;21" depth for easier attic access;Single front access panel;Foil-faced insulation covers the internal casing to reduce cabinet condensation;Galvanized, leather grain-embossed finish;Rust resistant, thermoplastic drain pan featuring a low water-retention design;DecaBDE-free thermoplastic drain pan with secondary drain connections;Drain pan rails designed to remove and reposition coils with ease without compromising structural integrity;UV-resistant drain pan;AHRI certified;ETL Listed |  | Ducted | No |  |  | EAR99 | [6 empty] | 663051688452 | EA | 8 | USA | 8415.90.8025 | 8415.90.90.00 | CAPTA AlumaFin7â„¢ Cased Evaporator Coil, Upflow/Downflow, 4.0-5.0 Ton, 24.5 in Cabinet with TXV Expansion | 5T Cased Upflow/Downflow R-32 Coil with TXV | [35 empty] | Yes | CAPTA6030D3 | [72 empty] | Painted | Cased | [15 empty] | 21 in | 30 in | 24.5 in | [7 empty] | TXV | [79 empty] | 5 | 4.0;5.0 |  | 3/4 in | [7 empty] | 7/8 in |  |  | 3/8 in |  |  |  |  | R-32 | [10 empty] | Yes | CTN | 1 | 26.75 in | 32.25 in | 26.00 in |  |  |  | 55.00 in | 69.00 in | 54.00 in | 26.75 in | 32.25 in | 26.00 in |  | 22429.875 inÂ³ | 0.0000 | 22429.875 inÂ³ |  | 75.000 lb |  | 75.000 lb | ALL PARTS - 5 YEARS PARTS | ALL PARTS - 10 YEARS PARTS | ALL PARTS - 10 YEARS PARTS | 10 YEARS UNIT REPLACEMENT | 5 YEARS UNIT REPLACEMENT | 10 YEARS UNIT REPLACEMENT |  |  |  | ALL PARTS - 5 YEARS PARTS | ALL PARTS - 5 YEARS PARTS | ALL PARTS - 5 YEARS PARTS | 5 YEARS UNIT REPLACEMENT | 5 YEARS UNIT REPLACEMENT | 5 YEARS UNIT REPLACEMENT |  | CAPTA AlumaFin7â„¢ Evaporator Coil, Upflow/Downflow, 5 Ton | CAPTA AlumaFin7â„¢ Evaporator Coil, Upflow/Downflow, 5 Ton | CAPTA AlumaFin7â„¢ Cased Evaporator Coil, Upflow/Downflow, 4.0-5.0 Ton, 24.5 in Cabinet with TXV Expansion | Active | 0230K00007;0230K00044;0230K00007;0230K00044 | Equipment/Residential Split System/Coil
GR9T801205DN | Goodman | Unitary | Gas Furnace | Unitary Split System | Heating Only | Equipment | Indoor | Residential-Single Family | GR9T80 |  | Goodman 80% AFUE Gas Furnace Nine Speed ECM, Two Stage | 0.8 | Two-Stage Multi-Speed ECM Gas Furnace up to 80% AFUE | High reliabilitynd quality;Durablend long igniter life;Provisions for electronicir cleanernd humidifier;Quietnd Economical heating;Energy Efficientnd quiet circulation;Self-diagnostic control board with constant memory;Operates on two-stage or single-stage thermostats;Easy Connection for EACnd Humidifier | Heavy-dutyluminized-steel tubular heat exchanger;"Silicon Nitride igniter";Color-coded low-voltage terminals;Two-Stage gas valve;Multi-speed ECM blower motor with continuous fan speed;Fault code LED Output;Two-stage gas valve;Furnace control board with self-diagnosticsnd provisions for electronicir cleanernd 120-volt or 24-volt humidifiers |  | Ducted |  |  |  | EAR99 | [6 empty] | 663051685703 | EA | 4 |  |  |  | Goodman 80% AFUE Gas Furnace Nine Speed ECM, Two Stage, Upflow/Horizontal, 120000 BTUH/H, Non NOx Rated | fer uf furnace | 80 % | [33 empty] | Upflow/Horizontal | No | GR9T801205DN | [31 empty] | 40-70 Â°F | [12 empty] | 20 A |  |  | 15.32 A |  |  |  |  | 60 Hz | 1 Ph |  | 115 V |  |  |  | 2000 ftÂ³/min | [25 empty] | 11 in | 10 in |  |  | 28 in | 33-3/8 in | 24-1/2 in |  | Yes | [12 empty] | Air Cooled | [7 empty] | Nine Speed ECM |  |  |  |  | Non NOx Rated | [24 empty] | 124 lb |  | 1 metric hp | [26 empty] | 120000 Btu | 96,000 |  | 84,000 | 67,200 | [6 empty] | Two Stage | [19 empty] | 4 in |  |  |  |  | Yes | CTN | 1 | 30.00 in | 35.50 in | 25.50 in |  |  |  | 60.00 in | 35.50 in | 51.00 in | 30.00 in | 35.50 in | 25.50 in |  | 27157.500 inÂ³ | 0.0000 | 27157.500 inÂ³ |  | 136.000 lb |  | 136.000 lb | HEAT EXCHANGER - 20 YEARS PARTS;ALL PARTS - 5 YEARS PARTS | HEAT EXCHANGER - 20 YEARS PARTS;ALL PARTS - 10 YEARS PARTS | HEAT EXCHANGER - 20 YEARS PARTS;ALL PARTS - 10 YEARS PARTS;ALL PARTS - 10 YEARS PARTS;HEAT EXCHANGER - 79 YEARS PARTS;HEAT EXCHANGER - LIFETIME PARTS |  |  | HEAT EXCHANGER - 10 YEARS UNIT REPLACEMENT;HEAT EXCHANGER - 10 YEARS UNIT REPLACEMENT |  |  |  | HEAT EXCHANGER - 20 YEARS PARTS;ALL PARTS - 5 YEARS PARTS | HEAT EXCHANGER - 20 YEARS PARTS;ALL PARTS - 5 YEARS PARTS | ALL PARTS - 5 YEARS PARTS;HEAT EXCHANGER - 20 YEARS PARTS |  |  |  |  | Goodman 80% AFUE Gas Furnace Nine Speed ECM, Two Stage | Goodman 80% AFUE Gas Furnace Nine Speed ECM, Two Stage, Upflow/Horizontal, 120000 BTUH/H, Non NOx Rated | Goodman 80% AFUE Gas Furnace Nine Speed ECM, Two Stage, Upflow/Horizontal, 120000 BTUH/H, Non NOx Rated | Active |  | Equipment/Residential Split System/Gas Furnace
CAPTA2422B3 | Corporate | Unitary | Coil | Unitary Split System | Cooling Only | Equipment | Indoor | Residential-Single Family | CAPTA_3 | CAPTA AlumaFin7â„¢ | CAPTA AlumaFin7â„¢ Evaporator Coil, Upflow/Downflow, 2.0 Ton |  | CAPTA AlumaFin7â„¢ Evaporator Coil |  | All-Aluminum evaporator coil ;Optimized for use with R-32 refrigerant including circuits and manifolds;R-32 sensor designed for the life span of the coil;Factory-installed thermal expansion valves for cooling and heat pump applications;Standardized copper suction tube stub length;Check flowrator for cooling and heat pump applications;Vertical application;21" depth for easier attic access;Single front access panel;Foil-faced insulation covers the internal casing to reduce cabinet condensation;Galvanized, leather grain-embossed finish;Rust resistant, thermoplastic drain pan featuring a low water-retention design;DecaBDE-free thermoplastic drain pan with secondary drain connections;Drain pan rails designed to remove and reposition coils with ease without compromising structural integrity;UV-resistant drain pan;AHRI certified;ETL Listed |  | Ducted | No |  |  | EAR99 | [6 empty] | 663051688339 | EA | 12 | USA | 8415.90.8025 | 8415.90.90.00 | CAPTA AlumaFin7â„¢ Cased Evaporator Coil, Upflow/Downflow, 1.5-2 Ton, 17.5 in Cabinet with TXV Expansion | 2T Cased Upflow/Downflow R-32 Coil with TXV | [35 empty] | Yes | CAPTA2422B3 | [72 empty] | Painted | Cased | [15 empty] | 21 in | 22 in | 17.5 in | [7 empty] | TXV | [79 empty] | 2.0 | 1.5;2 |  | 3/4 in | [7 empty] | 3/4 in |  |  | 3/8 in |  |  |  |  | R-32 | [10 empty] | Yes | CTN | 1 | 26.00 in | 24.50 in | 20.00 in |  |  |  | 54.00 in | 78.00 in | 41.00 in | 26.00 in | 24.50 in | 20.00 in |  | 12740.000 inÂ³ | 0.0000 | 12740.000 inÂ³ |  | 47.000 lb |  | 47.000 lb | ALL PARTS - 5 YEARS PARTS | ALL PARTS - 10 YEARS PARTS | ALL PARTS - 10 YEARS PARTS | 10 YEARS UNIT REPLACEMENT | 5 YEARS UNIT REPLACEMENT | 10 YEARS UNIT REPLACEMENT |  |  |  | ALL PARTS - 5 YEARS PARTS | ALL PARTS - 5 YEARS PARTS | ALL PARTS - 5 YEARS PARTS | 5 YEARS UNIT REPLACEMENT | 5 YEARS UNIT REPLACEMENT | 5 YEARS UNIT REPLACEMENT |  | CAPTA AlumaFin7â„¢ Evaporator Coil, Upflow/Downflow, 2.0 Ton | CAPTA AlumaFin7â„¢ Evaporator Coil, Upflow/Downflow, 2.0 Ton | CAPTA AlumaFin7â„¢ Cased Evaporator Coil, Upflow/Downflow, 1.5-2 Ton, 17.5 in Cabinet with TXV Expansion | Active | 0230K00007;0230K00044;DPICX-BB;0230K00007;0230K00044 | Equipment/Residential Split System/Coil
GR9S921205DN | Goodman | Unitary | Gas Furnace | Unitary Split System | Heating Only | Equipment | Indoor | Residential-Single Family | GR9S92 |  | Goodman 92% AFUE Gas Furnace Multi Speed ECM, Single Stage | 0.92 | Single-Stage Multi-Speed ECM Gas Furnace Up to 92% AFUE | High reliabilitynd qualityFaster condensate water drainagend no unit water leakageDurablend long igniter lifeProvisions for electronicir cleanernd humidifierEnergy Efficientnd quiet circulationLower NOx emissionSelf-diagnostic control board with constant memorySimple installationnd setupQuietnd simple operation | Heavy-dutyluminized-steel tubular heat exchangerStainless-steel sloped secondary heat exchanger"Silicon Nitride igniter"Color-coded low-voltage terminals Multi-speed ECM blower motor with continuous fan speedAll models comply with California 40 ng/J Fault code LED OutputSingle-Stage gas ValveSingle-speed inducer draft blower |  | Ducted |  |  |  | EAR99 | [6 empty] | 663051686212 | EA | 4 | USA | 7322.90.0015 | 7322.90.10.21 | Goodman 92% AFUE Gas Furnace Multi Speed ECM, Single Stage, Upflow/Horizontal, 120000 BTUH/H, Low NOx | fer uf furnace | 92 % | [33 empty] | Upflow/Horizontal | Yes | GR9S921205DN | [31 empty] | 35-65 Â°F | [12 empty] | 25 A |  |  | 16.7 A |  |  |  |  | 60 Hz | 1 Ph |  | 115 V | [29 empty] | 11 in | 11 in |  |  | 28 in | 33-3/8 in | 24-1/2 in | [14 empty] | Air Cooled | [7 empty] | Multi Speed ECM |  |  |  |  | Low NOx | [24 empty] | 154 lb |  | 1 metric hp | [26 empty] | 120000 Btu | 110520 | [9 empty] | Single Stage | [24 empty] | Yes | CTN | 1 | 30.00 in | 38.50 in | 25.50 in |  |  |  | 60.00 in | 38.50 in | 51.00 in | 30.00 in | 38.50 in | 25.50 in |  | 29452.500 inÂ³ | 0.0000 | 29452.500 inÂ³ |  | 148.000 lb |  | 148.000 lb | ALL PARTS - 5 YEARS PARTS;HEAT EXCHANGER - 20 YEARS PARTS | ALL PARTS - 10 YEARS PARTS;HEAT EXCHANGER - 20 YEARS PARTS | HEAT EXCHANGER - 79 YEARS PARTS;HEAT EXCHANGER - LIFETIME PARTS;ALL PARTS - 10 YEARS PARTS;ALL PARTS - 10 YEARS PARTS;HEAT EXCHANGER - 20 YEARS PARTS | [6 empty] | ALL PARTS - 5 YEARS PARTS;HEAT EXCHANGER - 20 YEARS PARTS | ALL PARTS - 5 YEARS PARTS;HEAT EXCHANGER - 20 YEARS PARTS | ALL PARTS - 5 YEARS PARTS;HEAT EXCHANGER - 20 YEARS PARTS |  |  |  |  | Goodman 92% AFUE Gas Furnace Multi Speed ECM, Single Stage | Goodman 92% AFUE Gas Furnace Multi Speed ECM, Single Stage, Upflow/Horizontal, 120000 BTUH/H, Low NOx | Goodman 92% AFUE Gas Furnace Multi Speed ECM, Single Stage, Upflow/Horizontal, 120000 BTUH/H, Low NOx | Active |  | Equipment/Residential Split System/Gas Furnace
AWST30LU1310 | Corporate | Unitary | Air Handler | Unitary Split System | Air Handler | Equipment | Indoor | Residential-Single Family | AWST_32 | AWST | AWST Air Handler, Multi Speed ECM Motor, 2.5 Ton |  | Wall-Mount Air Handler 1Â½ to 3 Tons | All Aluminum Coil;Improved Reliability and Quality;Factory TXV Installed for Quicker Install;More Efficient Refrigerant Metering | AWST Models: Equipped wit a fully adjustable TXV;Direct-drive, multi-speed motors allows air volume variation for heating/cooling;Direct-drive, multi-speed motors allows air volume variation for heating/cooling;Sequence-controlled, rust-resistant nickel chromium heating elements of 3, 5, 8, and 10 kW;Aluminum tubing coils on all models;Factory-installed pull-type disconnect;Thermoplastic drain pan with bottom primary and secondary drain connections;AHRI Certified and ETL Listed;Optimized for use with R-32 refrigerant with factory installed leak detection sensor for A2L mitigation. | Cabinet air leakage less than 2.0% at 1.0 inch H2O when tested in accordance with ASHRAE standard 193;Cabinet air leakage less than 1.4% at 0.5 inch H2O when tested in accordance with ASHRAE standard 193;Built-in filter rack (filter included);Large chassis (2-1/2 and 3 ton units), front return only;Small chassis (1-1/2 and 2 ton units), front or bottom return;Wall-hanging bracket provided | Ducted Wall Mounted | No |  |  | EAR99 | [6 empty] | 663051683846 | EA | 4 | Mexico | 8415.90.8065 | 8415.90.90.00 | AWST Ducted Wall Mounted Air Handler, Multi Speed ECM Motor, 1.5-3 Ton, 24 in Cabinet with TXV Expansion, | 2.5 Ton, Wall-Mount, Unpainted, Air Handler R-32 |  |  | 30000 Btu/H | [32 empty] | No | AWST30LU1310 | [41 empty] | 3.8 A |  |  | 50/60 A |  | 253 V | 48.1/54.8 A | 197 V |  |  |  | 60 Hz | 1 Ph |  | 208/230 V | [29 empty] | 10 in | 8 in | 10 in | 8 in | 21 in | 36 in | 24 in |  |  | 3.35 |  |  |  | 1200 r/min | TXV | [14 empty] | Multi Speed ECM | [6 empty] | 5 | [22 empty] | 109 lb |  | 1/2 metric hp | [32 empty] | 2.5 | 1.5;3 |  | 3/4 in | 0.5 oz | [6 empty] | 3/4 in |  |  | 3/8 in |  |  |  |  | R-32 | [10 empty] | Yes | CTN | 1 | 25.00 in | 39.00 in | 22.50 in |  |  |  | 52.00 in | 44.00 in | 46.00 in | 25.00 in | 39.00 in | 22.50 in |  | 21937.500 inÂ³ | 0.0000 | 21937.500 inÂ³ |  | 106.000 lb |  | 106.000 lb | ALL PARTS - 5 YEARS PARTS | ALL PARTS - 10 YEARS PARTS | ALL PARTS - 10 YEARS PARTS | [6 empty] | ALL PARTS - 5 YEARS PARTS | ALL PARTS - 5 YEARS PARTS | ALL PARTS - 5 YEARS PARTS |  |  |  |  | AWST Air Handler, Multi Speed ECM Motor, 2.5 Ton | AWST Air Handler, Multi Speed ECM Motor, 2.5 Ton | AWST Ducted Wall Mounted Air Handler, Multi Speed ECM Motor, 1.5-3 Ton, 24 in Cabinet with TXV Expansion, | Active | WAD-1;WAD-2 | Equipment/Residential Split System/Air Handler
GR9T960803BN | Goodman | Unitary | Gas Furnace | Unitary Split System | Heating Only | Equipment | Indoor | Residential-Single Family | GR9T96 | GR9T96 | Goodman 96 % AFUE Gas Furnace Nine Speed ECM, Two Stage | 0.96 | Two-Stage Multi-Speed ECM Gas Furnace up to 96% AFUE | "1. High reliability and quality2. Faster condensate water drainage and no unit water leakage3. Durable and long igniter life4. Provisions for electronic air cleaner and humidifier5. Quiet and Economical heating6. Energy Efficient and quiet circulation7. Lower NOx emission8. Self-diagnostic control board with constant memory9. Meets the performance requirements for AHRI certification and complies with ETL North American safety standards.10. Tax Credit11. Operates on two-stage or single-stage thermostats12. Easy Connection for EAC and Humidifier" | "1. Heavy-duty aluminized-steel tubular heat exchanger2. Stainless-steel sloped secondary heat exchanger3. Silicon Nitride igniter4. Color-coded low-voltage terminals5. Two-Stage gas valve6. Multi-speed ECM blower motor with continuous fan speed7. All models comply with California 40 ng/J8. Fault code LED Output9. AHRI Certified - ETL Listed10. Energy Star11. Two-stage gas valve12. Furnace control board with self-diagnostics and provisions for electronic air cleaner and 120-volt or 24-volt humidifiers" | "1. Multi-position installation: upflow, horizontal left or right2. Certified for direct vent (2-pipe) or non-direct vent (1 pipe)3. Easy to install top venting with optional side vent4. Convenient left or right connection for gas and electrical service5. Cabinet air leakage (Qleak) less than or equal to 2%6. Fully insulated heat exchanger and blower section7. Bottom or side return air applications8. Heavy-gage steel cabinet with durable finish" | Ducted |  |  |  | EAR99 | [6 empty] | 663051686731 | EA | 4 | USA | 7322.90.0015 | 7322.90.10.21 | Goodman 96% AFUE Gas Furnace Nine Speed ECM, Two Stage, Upflow/Horizontal, 80000 BTUH/H, Low NOx | 96% multi spd ecm uf fur | 96 % | [33 empty] | Upflow/Horizontal | Yes | GR9T960803BN | [31 empty] | 35-65 Â°F | 35-65 Â°F | [11 empty] | 15 A |  |  | 7.8 A |  |  |  |  | 60 Hz | 1 Ph |  | 115 V |  |  |  | 1385 ftÂ³/min |  | 1169 ftÂ³/min | [23 empty] | 11 in | 8 in |  |  | 28 in | 33-3/8 in | 17-1/2 in |  | Yes | [12 empty] | Air Cooled | [7 empty] | Nine Speed ECM |  |  |  |  | Low NOx | [24 empty] | 118 lb |  | 0.5 metric hp | [26 empty] | 80000 Btu | 76800 |  | 56000 | 53760 | [6 empty] | Two Stage | [19 empty] | 4 in |  |  |  |  | Yes | CTN | 1 | 30.00 in | 38.50 in | 18.50 in |  |  |  | 60.00 in | 38.50 in | 37.00 in | 30.00 in | 38.50 in | 18.50 in |  | 21367.500 inÂ³ | 0.0000 | 21367.500 inÂ³ |  | 122.500 lb |  | 122.500 lb | HEAT EXCHANGER - 20 YEARS PARTS;ALL PARTS - 5 YEARS PARTS | HEAT EXCHANGER - 20 YEARS PARTS;ALL PARTS - 10 YEARS PARTS | HEAT EXCHANGER - 79 YEARS PARTS;ALL PARTS - 10 YEARS PARTS;ALL PARTS - 10 YEARS PARTS;HEAT EXCHANGER - 20 YEARS PARTS;HEAT EXCHANGER - LIFETIME PARTS |  |  | HEAT EXCHANGER - 10 YEARS UNIT REPLACEMENT;HEAT EXCHANGER - 10 YEARS UNIT REPLACEMENT |  |  |  | ALL PARTS - 5 YEARS PARTS;HEAT EXCHANGER - 20 YEARS PARTS | ALL PARTS - 5 YEARS PARTS;HEAT EXCHANGER - 20 YEARS PARTS | ALL PARTS - 5 YEARS PARTS;HEAT EXCHANGER - 20 YEARS PARTS |  |  |  |  | Goodman 96% AFUE Gas Furnace Nine Speed ECM, Two Stage | Goodman 96% AFUE Gas Furnace Nine Speed ECM, Two Stage, Upflow/Horizontal, 80000 BTUH/H, Low NOx | Goodman 96% AFUE Gas Furnace Nine Speed ECM, Two Stage, Upflow/Horizontal, 80000 BTUH/H, Low NOx | Active |  | Equipment/Residential Split System/Gas Furnace
CAPFA3626C3 | Corporate | Unitary | Coil | Unitary Split System | Cooling Only | Equipment | Indoor | Residential-Single Family | CAPFA_32 | CAPFA AlumaFin7â„¢ | CAPFA AlumaFin7â„¢ Evaporator Coil, Upflow/Downflow, 3 Ton |  | CAPFA AlumaFin7â„¢ Evaporator Coil |  | All-Aluminum evaporator coil;Optimized for use with R-32 refrigerant including circuits and manifolds;R-32 sensor designed for the life span of the coil;Factory-installed optimized metering device (piston);Standardized copper suction tube stub length;21" depth for easier attic access;Single front access panel;Foil-faced insulation covers the internal casing to reduce cabinet condensation;Vertical application;Galvanized, leather grain-embossed finish;Rust resistant, thermoplastic drain pans featuring a low water-retention design;DecaBDE-free thermoplastic drain pan with secondary drain connections;Drain pan rails designed to remove and reposition coils with ease without compromising structural integrity;UV-resistant drain pan;AHRI certified;ETL listed |  | Ducted | No |  |  | EAR99 | [6 empty] | 663051696280 | EA | 8 | USA | 8415.90.8025 | 8415.90.90.00 | CAPFA AlumaFin7â„¢ Cased Aluminum Evaporator Coil, Upflow/Downflow, 2-3.0 Ton, 26 in Cabinet with Orifice Expansion | 3T Cased Upflow/Downflow R-32 Coil | [35 empty] | Yes | CAPFA3626C3 | [72 empty] | Painted | Cased | [15 empty] | 21 in | 21 in | 26 in |  |  |  |  | 3 | 17 |  | Orifice | [79 empty] | 3 | 2;3.0 |  | 3/4 in | [7 empty] | 7/8 in |  |  | 3/8 in |  |  |  |  | R-32 | [10 empty] | Yes | CTN | 1 | 26.25 in | 28.50 in | 23.50 in |  |  |  | 54.00 in | 61.50 in | 50.00 in | 26.25 in | 28.50 in | 23.50 in |  | 17580.937 inÂ³ | 0.0000 | 17580.937 inÂ³ |  | 58.000 lb |  | 58.000 lb | ALL PARTS - 5 YEARS PARTS | ALL PARTS - 10 YEARS PARTS | ALL PARTS - 10 YEARS PARTS | 10 YEARS UNIT REPLACEMENT | 5 YEARS UNIT REPLACEMENT | 10 YEARS UNIT REPLACEMENT | [10 empty] | CAPFA AlumaFin7â„¢ Evaporator Coil, Upflow/Downflow, 3 Ton | CAPFA AlumaFin7â„¢ Evaporator Coil, Upflow/Downflow, 3 Ton | CAPFA AlumaFin7â„¢ Cased Aluminum Evaporator Coil, Upflow/Downflow, 2-3.0 Ton, 26 in Cabinet with Orifice Expansion | Active |  | Equipment/Residential Split System/Coil
GR9S800805CX | Goodman | Unitary | Gas Furnace | Unitary Split System | Heating Only | Equipment | Indoor | Residential-Single Family | GR9S80 |  | Goodman 80% AFUE Gas Furnace Multi Speed ECM, Single Stage | 0.8 | Single-Stage Multi-Speed ECM Gas Furnace Up to 80% AFUE | High reliabilitynd quality;Durablend long-igniter life;Provisions for electronicir cleanernd humidifier;Energy Efficientnd quiet circulation;Self-diagnostic control board with constant memory;Simple installationnd setup;Quietnd simple operation | 1. Heavy-dutyluminized-steel tubular heat exchanger;2. "Silicon Nitride igniter";3. Color-coded low-voltage terminals;4. Multi-speed ECM blower motor with continuous fan speed;5. Fault code LED Output;6. Single-Stage gas Valve;7. Single-speed inducer draft blower |  | Ducted |  |  |  | EAR99 | [6 empty] | 663051684959 | EA | 4 |  |  |  | Goodman 80% AFUE Gas Furnace Multi Speed ECM, Single Stage, Upflow/Horizontal, 80000 BTUH/H, Low NOx | fer uf furnace | 80 % | [33 empty] | Upflow/Horizontal | No | GR9S800805CX | [31 empty] | 35-65 Â°F | [12 empty] | 15 A |  |  | 12.45 A |  |  |  |  | 60 Hz | 1 Ph |  | 115 V | [29 empty] | 10 in | 10 in |  |  | 28 in | 33-3/8 in | 21 in | [14 empty] | Air Cooled | [7 empty] | Multi Speed ECM |  |  |  |  | Low NOx | [24 empty] | 132 lb |  | 3/4 metric hp | [26 empty] | 80000 Btu | 64,000 | [9 empty] | Single Stage | [24 empty] | Yes | CTN | 1 | 30.00 in | 35.50 in | 22.00 in |  |  |  | 60.00 in | 35.50 in | 44.00 in | 30.00 in | 35.50 in | 22.00 in |  | 23430.000 inÂ³ | 0.0000 | 23430.000 inÂ³ |  | 114.000 lb |  | 114.000 lb | HEAT EXCHANGER - 20 YEARS PARTS;ALL PARTS - 5 YEARS PARTS | HEAT EXCHANGER - 20 YEARS PARTS;ALL PARTS - 10 YEARS PARTS | ALL PARTS - 10 YEARS PARTS;ALL PARTS - 10 YEARS PARTS;HEAT EXCHANGER - 20 YEARS PARTS;HEAT EXCHANGER - LIFETIME PARTS;HEAT EXCHANGER - 79 YEARS PARTS | [6 empty] | HEAT EXCHANGER - 20 YEARS PARTS;ALL PARTS - 5 YEARS PARTS | HEAT EXCHANGER - 20 YEARS PARTS;ALL PARTS - 5 YEARS PARTS | HEAT EXCHANGER - 20 YEARS PARTS;ALL PARTS - 5 YEARS PARTS |  |  |  |  | Goodman 80% AFUE Gas Furnace Multi Speed ECM, Single Stage | Goodman 80% AFUE Gas Furnace Multi Speed ECM, Single Stage, Upflow/Horizontal, 80000 BTUH/H, Low NOx | Goodman 80% AFUE Gas Furnace Multi Speed ECM, Single Stage, Upflow/Horizontal, 80000 BTUH/H, Low NOx | Active |  | Equipment/Residential Split System/Gas Furnace
GLXS3BN3010 | Goodman | Unitary | Split Air Conditioner | Unitary Split System | Cooling Only | Equipment | Outdoor | Residential-Single Family | GLXS3B | GLXS3B | Goodman Split Air Conditioner 13.4 SEER2, Single Stage | 13.4 SEER2 |  |  | Energy-Efficienct Compressor;Fully charged for 15' of tubing length;Copper tube/ enhanced aluminum fin coil-5mm diameter;Factory-installed filter drier;Sweat connection service valves with easy access to gauge ports;Enclosed contactor with lug connection;High-pressure switch;Capacitors with extended life;AHRI Certified;ETL Listed | Removable grille-style top design compliant with UL 60335-2-40;Venturi for increased velocity of airflow;Attractive Architectural Gray powder-paint finish with 500-hour salt-spray approval;Wire fan discharge grille;Steel louver coil guard;Top and side maintenance access;Single-panel access to controls with space provided for field-installed accessories;When properly anchored, meets the 2023 Florida Building Code unit integrity requirements for hurricane-type winds (Anchor bracket kits available.) |  | No | Non-Communicating |  | EAR99 | [6 empty] | 663051715882 | EA | 2 | USA | 8415.90.8085 | 8415.90.90.00 | Goodman Split Air Conditioner 13.4 SEER2, Single Stage, 2.5 Ton, Non-Communicating | 13.4 SEER2 R-32 AC, 2.5T |  |  | 30000 Btu/H | [9 empty] | 11.2 |  |  | No | [12 empty] | 13.4 | [6 empty] | Yes | GLXS3BN3010 | [6 empty] | 115 Â°F | 55 Â°F | [12 empty] | 95 Â°F | 75 Â°F | [22 empty] | 25 A |  |  | 14.7 A |  |  |  |  | 60 Hz | 1 Ph |  | 208/230 V | 11.200000000000001 A | [19 empty] | Single Stage | Rotary | [11 empty] | 26 in | 32.5 in | 26 in | [34 empty] | 74 dBA | [17 empty] | 134 lb | [11 empty] | 28600 Btu/H | [22 empty] | 2.5 |  | 0.55 |  | 60 oz | [9 empty] | 3/8 in |  |  |  | 15 ft | R-32 | 150 ft | 79 ft |  |  | 3/4 in | [5 empty] | Yes | CTN | 1 | 27.50 in | 34.50 in | 27.50 in |  |  |  | 27.50 in | 34.50 in | 55.00 in | 27.50 in | 34.50 in | 27.50 in |  | 26090.625 inÂ³ | 0.0000 | 26090.625 inÂ³ |  | 149.000 lb |  | 149.000 lb | ALL PARTS - 5 YEARS PARTS | ALL PARTS - 10 YEARS PARTS | ALL PARTS - 10 YEARS PARTS | [6 empty] | ALL PARTS - 5 YEARS PARTS | ALL PARTS - 5 YEARS PARTS | ALL PARTS - 5 YEARS PARTS |  |  |  |  | Goodman Split Air Conditioner 13.4 SEER2, Single Stage | Goodman Split Air Conditioner 13.4 SEER2, Single Stage, 2.5 Ton, Non-Communicating | Goodman Split Air Conditioner 13.4 SEER2, Single Stage, 2.5 Ton, Non-Communicating | Active | 0130R00000S;0161R00128;ABK-20;ASC01A;CSR-U-1;FSK01A;LAKT01;LSK02A | Equipment/Residential Split System/Split Air Conditioner
GR9S920803BN | Goodman | Unitary | Gas Furnace | Unitary Split System | Heating Only | Equipment | Indoor | Residential-Single Family | GR9S92 |  | Goodman 92% AFUE Gas Furnace Multi Speed ECM, Single Stage | 0.92 | Single-Stage Multi-Speed ECM Gas Furnace Up to 92% AFUE | High reliabilitynd qualityFaster condensate water drainagend no unit water leakageDurablend long igniter lifeProvisions for electronicir cleanernd humidifierEnergy Efficientnd quiet circulationLower NOx emissionSelf-diagnostic control board with constant memorySimple installationnd setupQuietnd simple operation | Heavy-dutyluminized-steel tubular heat exchangerStainless-steel sloped secondary heat exchanger"Silicon Nitride igniter"Color-coded low-voltage terminals Multi-speed ECM blower motor with continuous fan speedAll models comply with California 40 ng/J Fault code LED OutputSingle-Stage gas ValveSingle-speed inducer draft blower |  | Ducted |  |  |  | EAR99 | [6 empty] | 663051686168 | EA | 4 | USA | 7322.90.0015 | 7322.90.10.21 | Goodman 92% AFUE Gas Furnace Multi Speed ECM, Single Stage, Upflow/Horizontal, 80000 BTUH/H, Low NOx | fer uf furnace | 92 % | [33 empty] | Upflow/Horizontal | Yes | GR9S920803BN | [31 empty] | 35-65 Â°F | [12 empty] | 15 A |  |  | 10.1 A |  |  |  |  | 60 Hz | 1 Ph |  | 115 V | [29 empty] | 10 in | 8 in |  |  | 28 in | 33-3/8 in | 17-1/2 in | [14 empty] | Air Cooled | [7 empty] | Multi Speed ECM |  |  |  |  | Low NOx | [24 empty] | 117 lb |  | 0.5 metric hp | [26 empty] | 80000 Btu | 73680 | [9 empty] | Single Stage | [24 empty] | Yes | CTN | 1 | 30.00 in | 38.50 in | 18.50 in |  |  |  | 60.00 in | 38.50 in | 37.00 in | 30.00 in | 38.50 in | 18.50 in |  | 21367.500 inÂ³ | 0.0000 | 21367.500 inÂ³ |  | 118.500 lb |  | 118.500 lb | ALL PARTS - 5 YEARS PARTS;HEAT EXCHANGER - 20 YEARS PARTS | ALL PARTS - 10 YEARS PARTS;HEAT EXCHANGER - 20 YEARS PARTS | HEAT EXCHANGER - LIFETIME PARTS;ALL PARTS - 10 YEARS PARTS;HEAT EXCHANGER - 20 YEARS PARTS;ALL PARTS - 10 YEARS PARTS;HEAT EXCHANGER - 79 YEARS PARTS | [6 empty] | HEAT EXCHANGER - 20 YEARS PARTS;ALL PARTS - 5 YEARS PARTS | ALL PARTS - 5 YEARS PARTS;HEAT EXCHANGER - 20 YEARS PARTS | ALL PARTS - 5 YEARS PARTS;HEAT EXCHANGER - 20 YEARS PARTS |  |  |  |  | Goodman 92% AFUE Gas Furnace Multi Speed ECM, Single Stage | Goodman 92% AFUE Gas Furnace Multi Speed ECM, Single Stage, Upflow/Horizontal, 80000 BTUH/H, Low NOx | Goodman 92% AFUE Gas Furnace Multi Speed ECM, Single Stage, Upflow/Horizontal, 80000 BTUH/H, Low NOx | Active |  | Equipment/Residential Split System/Gas Furnace
GR9T961004CN | Goodman | Unitary | Gas Furnace | Unitary Split System | Heating Only | Equipment | Indoor | Residential-Single Family | GR9T96 | GR9T96 | Goodman 96 % AFUE Gas Furnace Nine Speed ECM, Two Stage | 0.96 | Two-Stage Multi-Speed ECM Gas Furnace up to 96% AFUE | "1. High reliability and quality2. Faster condensate water drainage and no unit water leakage3. Durable and long igniter life4. Provisions for electronic air cleaner and humidifier5. Quiet and Economical heating6. Energy Efficient and quiet circulation7. Lower NOx emission8. Self-diagnostic control board with constant memory9. Meets the performance requirements for AHRI certification and complies with ETL North American safety standards.10. Tax Credit11. Operates on two-stage or single-stage thermostats12. Easy Connection for EAC and Humidifier" | "1. Heavy-duty aluminized-steel tubular heat exchanger2. Stainless-steel sloped secondary heat exchanger3. Silicon Nitride igniter4. Color-coded low-voltage terminals5. Two-Stage gas valve6. Multi-speed ECM blower motor with continuous fan speed7. All models comply with California 40 ng/J8. Fault code LED Output9. AHRI Certified - ETL Listed10. Energy Star11. Two-stage gas valve12. Furnace control board with self-diagnostics and provisions for electronic air cleaner and 120-volt or 24-volt humidifiers" | "1. Multi-position installation: upflow, horizontal left or right2. Certified for direct vent (2-pipe) or non-direct vent (1 pipe)3. Easy to install top venting with optional side vent4. Convenient left or right connection for gas and electrical service5. Cabinet air leakage (Qleak) less than or equal to 2%6. Fully insulated heat exchanger and blower section7. Bottom or side return air applications8. Heavy-gage steel cabinet with durable finish" | Ducted |  |  |  | EAR99 | [6 empty] | 663051686755 | EA | 4 | USA | 7322.90.0015 | 7322.90.10.21 | Goodman 96% AFUE Gas Furnace Nine Speed ECM, Two Stage, Upflow/Horizontal, 100000 BTUH/H, Low NOx | 96% multi spd ecm uf fur | 96 % | [33 empty] | Upflow/Horizontal | Yes | GR9T961004CN | [31 empty] | 35-65 Â°F | 35-65 Â°F | [11 empty] | 25 A |  |  | 14.4 A |  |  |  |  | 60 Hz | 1 Ph |  | 115 V |  |  |  | 1699 ftÂ³/min |  | 1369 ftÂ³/min | [23 empty] | 11 in | 10 in |  |  | 28 in | 33-3/8 in | 21 in |  | Yes | [12 empty] | Air Cooled | [7 empty] | Nine Speed ECM |  |  |  |  | Low NOx | [24 empty] | 140 lb |  | 1 metric hp | [26 empty] | 100000 Btu | 96000 |  | 70000 | 67200 | [6 empty] | Two Stage | [19 empty] | 4 in |  |  |  |  | Yes | CTN | 1 | 30.00 in | 38.50 in | 22.00 in |  |  |  | 60.00 in | 38.50 in | 44.00 in | 30.00 in | 38.50 in | 22.00 in |  | 25410.000 inÂ³ | 0.0000 | 25410.000 inÂ³ |  | 140.000 lb |  | 140.000 lb | HEAT EXCHANGER - 20 YEARS PARTS;ALL PARTS - 5 YEARS PARTS | HEAT EXCHANGER - 20 YEARS PARTS;ALL PARTS - 10 YEARS PARTS | HEAT EXCHANGER - 79 YEARS PARTS;HEAT EXCHANGER - 20 YEARS PARTS;ALL PARTS - 10 YEARS PARTS;ALL PARTS - 10 YEARS PARTS;HEAT EXCHANGER - LIFETIME PARTS |  |  | HEAT EXCHANGER - 10 YEARS UNIT REPLACEMENT;HEAT EXCHANGER - 10 YEARS UNIT REPLACEMENT |  |  |  | ALL PARTS - 5 YEARS PARTS;HEAT EXCHANGER - 20 YEARS PARTS | HEAT EXCHANGER - 20 YEARS PARTS;ALL PARTS - 5 YEARS PARTS | ALL PARTS - 5 YEARS PARTS;HEAT EXCHANGER - 20 YEARS PARTS |  |  |  |  | Goodman 96% AFUE Gas Furnace Nine Speed ECM, Two Stage | Goodman 96% AFUE Gas Furnace Nine Speed ECM, Two Stage, Upflow/Horizontal, 100000 BTUH/H, Low NOx | Goodman 96% AFUE Gas Furnace Nine Speed ECM, Two Stage, Upflow/Horizontal, 100000 BTUH/H, Low NOx | Active |  | Equipment/Residential Split System/Gas Furnace
AWST24SU1310 | Corporate | Unitary | Air Handler | Unitary Split System | Air Handler | Equipment | Indoor | Residential-Single Family | AWST_32 | AWST | AWST Air Handler, Multi Speed ECM Motor, 2 Ton |  | Wall-Mount Air Handler 1Â½ to 3 Tons | All Aluminum Coil;Improved Reliability and Quality;Factory TXV Installed for Quicker Install;More Efficient Refrigerant Metering | AWST Models: Equipped wit a fully adjustable TXV;Direct-drive, multi-speed motors allows air volume variation for heating/cooling;Direct-drive, multi-speed motors allows air volume variation for heating/cooling;Sequence-controlled, rust-resistant nickel chromium heating elements of 3, 5, 8, and 10 kW;Aluminum tubing coils on all models;Factory-installed pull-type disconnect;Thermoplastic drain pan with bottom primary and secondary drain connections;AHRI Certified and ETL Listed;Optimized for use with R-32 refrigerant with factory installed leak detection sensor for A2L mitigation. | Cabinet air leakage less than 2.0% at 1.0 inch H2O when tested in accordance with ASHRAE standard 193;Cabinet air leakage less than 1.4% at 0.5 inch H2O when tested in accordance with ASHRAE standard 193;Built-in filter rack (filter included);Large chassis (2-1/2 and 3 ton units), front return only;Small chassis (1-1/2 and 2 ton units), front or bottom return;Wall-hanging bracket provided | Ducted Wall Mounted | No |  |  | EAR99 | [6 empty] | 663051683679 | EA | 6 | Mexico | 8415.90.8065 | 8415.90.90.00 | AWST Ducted Wall Mounted Air Handler, Multi Speed ECM Motor, 1.5-3 Ton, 20-3/13 in Cabinet with TXV Expansion, | 2.0 Ton, Wall-Mount, Unpainted, Air Handler R-32 |  |  | 24000 Btu/H | [32 empty] | No | AWST24SU1310 | [41 empty] | 2.6 A |  |  | 50/60 A |  | 253 V | 46.6/53.3 A | 197 V |  |  |  | 60 Hz | 1 Ph |  | 208/230 V | [29 empty] | 10 in | 6 in | 10 in | 6 in | 13-1/8 in | 36 in | 20-3/13 in |  |  | 1.8 |  |  |  | 1400 r/min | TXV | [14 empty] | Multi Speed ECM | [6 empty] | 5 | [22 empty] | 84 lb |  | 1/3 metric hp | [32 empty] | 2 | 1.5;3 |  | 3/4 in | 0.5 oz | [6 empty] | 3/4 in |  |  | 3/8 in |  |  |  |  | R-32 | [10 empty] | Yes | CTN | 1 | 17.00 in | 39.00 in | 21.50 in |  |  |  | 52.00 in | 44.00 in | 46.00 in | 17.00 in | 39.00 in | 21.50 in |  | 14254.500 inÂ³ | 0.0000 | 14254.500 inÂ³ |  | 80.000 lb |  | 80.000 lb | ALL PARTS - 5 YEARS PARTS | ALL PARTS - 10 YEARS PARTS | ALL PARTS - 10 YEARS PARTS | [6 empty] | ALL PARTS - 5 YEARS PARTS | ALL PARTS - 5 YEARS PARTS | ALL PARTS - 5 YEARS PARTS |  |  |  |  | AWST Air Handler, Multi Speed ECM Motor, 2 Ton | AWST Air Handler, Multi Speed ECM Motor, 2 Ton | AWST Ducted Wall Mounted Air Handler, Multi Speed ECM Motor, 1.5-3 Ton, 20-3/13 in Cabinet with TXV Expansion, | Active | WAD-1;WAD-2 | Equipment/Residential Split System/Air Handler
RXC24AXVJU | Daikin | Ductless Mini-Splits | Mini-Split Heat Pump | Mini-Split | Heat Pump | Equipment | Outdoor | Residential-Single Family | RXC_AXVJU | Daikin ENTRA | Series Outdoor Mini-Split Heat Pump, Single Zone |  | 0.75 - 2 Ton 17 Series Heat Pump Up to 17 SEER / 9 HSPF | 10 year limited parts warranty with online registration | Operating Range - Cooling (50Â° - 114.8Â°) |  |  | No |  |  | EAR99 | [6 empty] | 647379440930 | EA | 6 | Malaysia | 8415.90.8065 | 8415.82.90.00 | Outdoor Mini-Split Heat Pump, & HSPF, Single Zone, | Daikin Entra R-32 Heat Pump Ductless ODU 2 Ton |  | 213895725 | [13 empty] | No | [19 empty] | No | RXC24AXVJU | [6 empty] | 114.8 Â°F | 50 Â°F | [6 empty] | 65 Â°F | 5 Â°F |  |  |  |  | 95 Â°F | 75 Â°F | 80 Â°F | 67 Â°F | 47 Â°F | 43 Â°F | 70 Â°F | 60 Â°F | [8 empty] | AC |  |  | 55 | 20 A |  |  | L1, L2, L3, Ground | 20 A |  |  | 16.34 A |  | 1.3 A |  |  | 60 Hz | 1 Ph |  | 208-230 V |  |  | 1879 ftÂ³/min | 1833 ftÂ³/min | [16 empty] | Inverter | Swing | [11 empty] | 13-13/16 in | 27-13/32 in | 36-5/8 in | [14 empty] | Air Cooled | [5 empty] | 0.88 | [13 empty] | 53 dBA | 52 dBA | [16 empty] | 101 lb | [9 empty] | 24200 Btu/H | 6900 Btu/H | 22400 Btu/H |  |  |  | 6.57 kW | [6 empty] | 27300 Btu/H | 5800 Btu/H | 23000 Btu/H |  |  | 6.74 kW | [6 empty] | 2 |  | 0.18 |  | 3.31 lb | [6 empty] | 5/8 in |  |  | 1/4 in | 0 ft | 25 ft | PVE (FVC50K) | 33 ft | R-32 | 98.5 ft | 33 ft | [8 empty] | Yes | CTN | 1 | 18.50 in | 30.00 in | 43.00 in | 36.62 in | 13.81 in | 27.4 in | 53.00 in | 65.00 in | 44.00 in | 36.62 in | 13.81 in | 27.4 in | 13856.78 inÂ³ | 23865.000 inÂ³ | 0.0000 | 23865.000 inÂ³ | 13856.78 inÂ³ | 110.000 lb | 101 lb | 110.000 lb | ALL PARTS - 5 YEARS PARTS | ALL PARTS - 10 YEARS PARTS | ALL PARTS - 10 YEARS PARTS | [6 empty] | ALL PARTS - 5 YEARS PARTS | ALL PARTS - 5 YEARS PARTS | ALL PARTS - 5 YEARS PARTS |  |  |  |  | Daikin Entra R-32 Heat Pump Ductless ODU 2 Ton | Daikin Entra R-32 Heat Pump Ductless ODU 2 Ton | Daikin Entra R-32 Heat Pump Ductless ODU 2 Ton | Active | DACA-WB-3;KEH063A4EA;KPW063B4E;DACA-WB-3 | Equipment/Mini-Split/Mini-Split Heat Pump
GR9T960603AN | Goodman | Unitary | Gas Furnace | Unitary Split System | Heating Only | Equipment | Indoor | Residential-Single Family | GR9T96 | GR9T96 | Goodman 96 % AFUE Gas Furnace Multi Speed ECM, Two Stage | 0.96 | Two-Stage Multi-Speed ECM Gas Furnace up to 96% AFUE | "1. High reliability and quality2. Faster condensate water drainage and no unit water leakage3. Durable and long igniter life4. Provisions for electronic air cleaner and humidifier5. Quiet and Economical heating6. Energy Efficient and quiet circulation7. Lower NOx emission8. Self-diagnostic control board with constant memory9. Meets the performance requirements for AHRI certification and complies with ETL North American safety standards.10. Tax Credit11. Operates on two-stage or single-stage thermostats12. Easy Connection for EAC and Humidifier" | "1. Heavy-duty aluminized-steel tubular heat exchanger2. Stainless-steel sloped secondary heat exchanger3. Silicon Nitride igniter4. Color-coded low-voltage terminals5. Two-Stage gas valve6. Multi-speed ECM blower motor with continuous fan speed7. All models comply with California 40 ng/J8. Fault code LED Output9. AHRI Certified - ETL Listed10. Energy Star11. Two-stage gas valve12. Furnace control board with self-diagnostics and provisions for electronic air cleaner and 120-volt or 24-volt humidifiers" | "1. Multi-position installation: upflow, horizontal left or right2. Certified for direct vent (2-pipe) or non-direct vent (1 pipe)3. Easy to install top venting with optional side vent4. Convenient left or right connection for gas and electrical service5. Cabinet air leakage (Qleak) less than or equal to 2%6. Fully insulated heat exchanger and blower section7. Bottom or side return air applications8. Heavy-gage steel cabinet with durable finish" | Ducted |  |  |  | EAR99 | [6 empty] | 663051686717 | EA | 6 | USA | 7322.90.0015 | 7322.90.10.21 | Goodman 96% AFUE Gas Furnace Multi Speed ECM, Two Stage, Upflow/Horizontal, 60000 BTUH/H, Low NOx | 96% multi spd ecm uf fur | 96 % | [33 empty] | Upflow/Horizontal | Yes | GR9T960603AN | [31 empty] | 30-60 Â°F | 20-50 Â°F | [11 empty] | 15 A |  |  | 7.8 A |  |  |  |  | 60 Hz | 1 Ph |  | 115 V |  |  |  | 1272 ftÂ³/min |  | 867 ftÂ³/min | [23 empty] | 11 in | 6 in |  |  | 28 in | 33-3/8 in | 14 in | [14 empty] | Air Cooled | [7 empty] | Multi Speed ECM |  |  |  |  | Low NOx | [24 empty] | 110 lb |  | 0.5 metric hp | [26 empty] | 60000 Btu | 57660 |  | 42000 | 40362 | [6 empty] | Two Stage | [24 empty] | Yes | CTN | 1 | 30.00 in | 38.50 in | 15.00 in |  |  |  | 60.00 in | 38.50 in | 45.00 in | 30.00 in | 38.50 in | 15.00 in |  | 17325.000 inÂ³ | 0.0000 | 17325.000 inÂ³ |  | 108.090 lb |  | 108.090 lb | HEAT EXCHANGER - 20 YEARS PARTS;ALL PARTS - 5 YEARS PARTS | ALL PARTS - 10 YEARS PARTS;HEAT EXCHANGER - 20 YEARS PARTS | ALL PARTS - 10 YEARS PARTS;HEAT EXCHANGER - LIFETIME PARTS;HEAT EXCHANGER - 79 YEARS PARTS;ALL PARTS - 10 YEARS PARTS;HEAT EXCHANGER - 20 YEARS PARTS |  |  | HEAT EXCHANGER - 10 YEARS UNIT REPLACEMENT;HEAT EXCHANGER - 10 YEARS UNIT REPLACEMENT |  |  |  | ALL PARTS - 5 YEARS PARTS;HEAT EXCHANGER - 20 YEARS PARTS | ALL PARTS - 5 YEARS PARTS;HEAT EXCHANGER - 20 YEARS PARTS | ALL PARTS - 5 YEARS PARTS;HEAT EXCHANGER - 20 YEARS PARTS |  |  |  |  | Goodman 96% AFUE Gas Furnace Multi Speed ECM, Two Stage | Goodman 96% AFUE Gas Furnace Multi Speed ECM, Two Stage, Upflow/Horizontal, 60000 BTUH/H, Low NOx | Goodman 96% AFUE Gas Furnace Multi Speed ECM, Two Stage, Upflow/Horizontal, 60000 BTUH/H, Low NOx | Active |  | Equipment/Residential Split System/Gas Furnace
RX12BXVJU | Daikin | Ductless Mini-Splits | Mini-Split Heat Pump | Mini-Split | Heat Pump | Equipment | Outdoor | Residential-Single Family | RX_BXVJU | Daikin OTERRA | Daikin 20 Series Outdoor Mini-Split Heat Pump, Single Zone |  | 0.75-2.0 Ton Single Split Heat pump up to 12.5 EER2/20 SEER2/4.06 COP/10 HSPF2 | Energy Savings;Worry Free Operations;Long life of equipment | Inverter Technology;Swing Compressor;Auto Restart (after power failure);Self Diagnosis;Anti-Corrosion Treatment of Outdoor Heat Exchanger;Quiet Operations |  |  | No |  |  | EAR99 | [7 empty] | EA | 8 | Malaysia | 8415.90.8065 | 8415.90.90.00 | Daikin20 Outdoor Mini-Split Heat Pump, & HSPF, Single Zone, Inverter | 1 Ton Heatpump, Ductless, ODU Daikin OTERRA | [35 empty] | No | RX12BXVJU | [6 empty] | 114.8 Â°F | 50 Â°F | [6 empty] | 64.4 Â°F | 5 Â°F |  |  |  |  | 95 Â°F | 75 Â°F | 80 Â°F | 67 Â°F | 47 Â°F | 43 Â°F | 70 Â°F | 60 Â°F | [8 empty] | AC |  |  | 26 | 15 A |  |  | L1, L2, L3, Ground | 15 A |  |  | 12.4 A |  |  |  |  | 60 Hz | 1 Ph |  | 208/230 V |  |  | 1051 ftÂ³/min | 966 ftÂ³/min | [16 empty] | Inverter | Swing | [11 empty] | 11-3/16 in | 21-11/16 in | 26-1/2 in | [7 empty] | EEV | [6 empty] | Air Cooled | [5 empty] | .18 | [13 empty] | 49 dBA | 49 dBA | [16 empty] | 62 lb | [9 empty] | 13300 Btu/H | 4400 Btu/H | 10900 Btu/H |  |  |  | 3.2 kW | [6 empty] | 16400 Btu/H | 4400 Btu/H | 13500 Btu/H |  |  | 3.96 kW | [6 empty] | 1 |  | 0.21 |  | 2.09 lb | [6 empty] | 3/8 in |  |  | 1/4 in | 0 ft | 25 ft | PVE (FVC50K) | 33 ft | R-410A | 65 ft | 49 ft | [8 empty] | Yes | CTN | 1 | 31.50 in | 23.50 in | 15.00 in |  |  |  | 62.00 in | 52.00 in | 32.00 in | 31.50 in | 23.50 in | 15.00 in | 0 inÂ³ | 11103.750 inÂ³ | 0.0000 | 11103.750 inÂ³ | 0 inÂ³ | 68.000 lb |  | 68.000 lb | ALL PARTS - 5 YEARS PARTS | ALL PARTS - 12 YEARS PARTS | ALL PARTS - 12 YEARS PARTS | [6 empty] | ALL PARTS - 5 YEARS PARTS | ALL PARTS - 5 YEARS PARTS | ALL PARTS - 5 YEARS PARTS |  |  |  |  | 1 Ton Heatpump, Ductless, ODU Daikin OTERRA | 1 Ton Heatpump, Ductless, ODU Daikin OTERRA | 1 Ton Heatpump, Ductless, ODU Daikin OTERRA | Obsolete | DACA-WB-3;KEH067A41E;KKG067A41;KPW937F4;DACA-WB-3 | Equipment/Mini-Split/Mini-Split Heat Pump
CHPTA4830C3 | Corporate | Unitary | Coil | Unitary Split System | Cooling Only | Equipment | Indoor | Residential-Single Family | CHPTA_3 | CHPTA AlumaFin7â„¢ | CHPTA AlumaFin7â„¢ Evaporator Coil, Horizontal A, Ton | 13.4 SEER2 | CHPTA AlumaFin7â„¢ Evaporator Coil | Factory-installed thermal expansion valves for cooling and heat pump applications | All-Aluminum evaporator coil;Optimized for use with R-32 refrigerant including circuits and manifold including circuits and manifolds;R-32 sensor designed for the life span of the coil;Factory-installed thermal expansion valves for cooling and heat pump applications;Standardized copper suction tube stub length;Check flowrator for cooling and heat pump applications;Horizontal application;21" depth for easier attic access;Single front access panel;Foil-faced insulation covers the internal casing to reduce cabinet condensation;Galvanized, leather grain-embossed finish;Rust resistant, thermoplastic drain pan featuring a low water-retention design;DecaBDE-free thermoplastic drain pan with secondary drain connections;Drain pan rails designed to remove and reposition coils with ease without compromising structural integrity;UV-resistant drain pan;AHRI certified;ETL Listed | Single front access panelFoil-faced insulation covers the internal casing to reduce cabinet condensationGalvanized, leather grain-embossed finish | Ducted | No |  |  | EAR99 | [6 empty] | 663051693647 | EA | 4 | USA | 8415.90.8025 | 8415.90.90.00 | CHPTA AlumaFin7â„¢ Cased Aluminum Evaporator Coil, Horizontal A, 3.5-4.0 Ton, 30 in Cabinet with TXV Expansion | 4T Cased Horizontal Evaporator R-32 Coil with TXV | [35 empty] | Yes | CHPTA4830C3 | [72 empty] | Painted | Cased | [15 empty] | 21 in | 21 in | 30 in | [7 empty] | TXV | [80 empty] | 3.5;4.0 | [9 empty] | 7/8 in |  |  | 3/8 in |  |  |  |  | R-32 | [10 empty] | Yes | CTN | 1 | 32.50 in | 23.50 in | 26.50 in |  |  |  | 34.00 in | 51.50 in | 54.00 in | 32.50 in | 23.50 in | 26.50 in |  | 20239.375 inÂ³ | 0.0000 | 20239.375 inÂ³ |  | 76.000 lb |  | 76.000 lb | ALL PARTS - 5 YEARS PARTS | ALL PARTS - 10 YEARS PARTS | ALL PARTS - 10 YEARS PARTS | 10 YEARS UNIT REPLACEMENT | 5 YEARS UNIT REPLACEMENT | 10 YEARS UNIT REPLACEMENT |  |  |  | ALL PARTS - 5 YEARS PARTS | ALL PARTS - 5 YEARS PARTS | ALL PARTS - 5 YEARS PARTS | 5 YEARS UNIT REPLACEMENT | 5 YEARS UNIT REPLACEMENT | 5 YEARS UNIT REPLACEMENT |  | CHPTA AlumaFin7â„¢ Evaporator Coil, Horizontal A, Ton | CHPTA AlumaFin7â„¢ Evaporator Coil, Horizontal A, Ton | CHPTA AlumaFin7â„¢ Cased Aluminum Evaporator Coil, Horizontal A, 3.5-4.0 Ton, 30 in Cabinet with TXV Expansion | Active | 0230K00007;0230K00044;HHCMK01;0230K00007;0230K00044;HHCMK01 | Equipment/Residential Split System/Coil
GR9T960603BN | Goodman | Unitary | Gas Furnace | Unitary Split System | Heating Only | Equipment | Indoor | Residential-Single Family | GR9T96 | GR9T96 | Goodman 96 % AFUE Gas Furnace Multi Speed ECM, Two Stage | 0.96 | Two-Stage Multi-Speed ECM Gas Furnace up to 96% AFUE | "1. High reliability and quality2. Faster condensate water drainage and no unit water leakage3. Durable and long igniter life4. Provisions for electronic air cleaner and humidifier5. Quiet and Economical heating6. Energy Efficient and quiet circulation7. Lower NOx emission8. Self-diagnostic control board with constant memory9. Meets the performance requirements for AHRI certification and complies with ETL North American safety standards.10. Tax Credit11. Operates on two-stage or single-stage thermostats12. Easy Connection for EAC and Humidifier" | "1. Heavy-duty aluminized-steel tubular heat exchanger2. Stainless-steel sloped secondary heat exchanger3. Silicon Nitride igniter4. Color-coded low-voltage terminals5. Two-Stage gas valve6. Multi-speed ECM blower motor with continuous fan speed7. All models comply with California 40 ng/J8. Fault code LED Output9. AHRI Certified - ETL Listed10. Energy Star11. Two-stage gas valve12. Furnace control board with self-diagnostics and provisions for electronic air cleaner and 120-volt or 24-volt humidifiers" | "1. Multi-position installation: upflow, horizontal left or right2. Certified for direct vent (2-pipe) or non-direct vent (1 pipe)3. Easy to install top venting with optional side vent4. Convenient left or right connection for gas and electrical service5. Cabinet air leakage (Qleak) less than or equal to 2%6. Fully insulated heat exchanger and blower section7. Bottom or side return air applications8. Heavy-gage steel cabinet with durable finish" | Ducted |  |  |  | EAR99 | [6 empty] | 663051686724 | EA | 4 | USA | 7322.90.0015 | 7322.90.10.21 | Goodman 96% AFUE Gas Furnace Multi Speed ECM, Two Stage, Upflow/Horizontal, 60000 BTUH/H, Low NOx | 96% multi spd ecm uf fur | 96 % | [33 empty] | Upflow/Horizontal | Yes | GR9T960603BN | [31 empty] | 35-65 Â°F | 25-55 Â°F | [11 empty] | 15 A |  |  | 7.8 A |  |  |  |  | 60 Hz | 1 Ph |  | 115 V |  |  |  | 1083 ftÂ³/min |  | 864 ftÂ³/min | [23 empty] | 11 in | 8 in |  |  | 28 in | 33-3/8 in | 17-1/2 in | [14 empty] | Air Cooled | [7 empty] | Multi Speed ECM |  |  |  |  | Low NOx | [24 empty] | 1105 lb |  | 0.5 metric hp | [26 empty] | 60000 Btu | 57600 |  | 42000 | 40320 | [6 empty] | Two Stage | [24 empty] | Yes | CTN | 1 | 30.00 in | 38.50 in | 18.50 in |  |  |  | 60.00 in | 38.50 in | 37.00 in | 30.00 in | 38.50 in | 18.50 in |  | 21367.500 inÂ³ | 0.0000 | 21367.500 inÂ³ |  | 160.000 lb |  | 160.000 lb | HEAT EXCHANGER - 20 YEARS PARTS;ALL PARTS - 5 YEARS PARTS | ALL PARTS - 10 YEARS PARTS;HEAT EXCHANGER - 20 YEARS PARTS | HEAT EXCHANGER - 79 YEARS PARTS;HEAT EXCHANGER - 20 YEARS PARTS;ALL PARTS - 10 YEARS PARTS;ALL PARTS - 10 YEARS PARTS;HEAT EXCHANGER - LIFETIME PARTS |  |  | HEAT EXCHANGER - 10 YEARS UNIT REPLACEMENT;HEAT EXCHANGER - 10 YEARS UNIT REPLACEMENT |  |  |  | ALL PARTS - 5 YEARS PARTS;HEAT EXCHANGER - 20 YEARS PARTS | HEAT EXCHANGER - 20 YEARS PARTS;ALL PARTS - 5 YEARS PARTS | HEAT EXCHANGER - 20 YEARS PARTS;ALL PARTS - 5 YEARS PARTS |  |  |  |  | Goodman 96% AFUE Gas Furnace Multi Speed ECM, Two Stage | Goodman 96% AFUE Gas Furnace Multi Speed ECM, Two Stage, Upflow/Horizontal, 60000 BTUH/H, Low NOx | Goodman 96% AFUE Gas Furnace Multi Speed ECM, Two Stage, Upflow/Horizontal, 60000 BTUH/H, Low NOx | Active |  | Equipment/Residential Split System/Gas Furnace
GD9T800603BX | Goodman | Unitary | Gas Furnace | Unitary Split System | Heating Only | Equipment | Indoor | Residential-Single Family | GD9T80 |  | Goodman 80% AFUE Gas Furnace Multi Speed ECM, Two Stage | 0.8 | Two-Stage Multi-Speed ECM Gas Furnace up to 80% AFUE | High reliabilitynd quality;Durablend long igniter life;Provisions for electronicir cleanernd humidifier;Quietnd Economical heating;Energy Efficientnd quiet circulation;Self-diagnostic control board with constant memory;Operates on two-stage or single-stage thermostats;Easy Connection for EACnd Humidifier | Heavy-dutyluminized-steel tubular heat exchanger;"Silicon Nitride igniter";Color-coded low-voltage terminals ;Two-Stage gas valve; Multi-speed ECM blower motor with continuous fan speed;Fault code LED Output;Two-stage gas valve;Furnace control board with self-diagnosticsnd provisions for electronicir cleanernd 120-volt or 24-volt humidifiers |  | Ducted |  |  |  | EAR99 | [6 empty] | 663051685482 | EA | 4 |  |  |  | Goodman 80% AFUE Gas Furnace Multi Speed ECM, Two Stage, Downflow/Horizontal, 60000 BTUH/H, Low NOx | fer cf furnace | 80 % | [33 empty] | Downflow/Horizontal | No | GD9T800603BX | [31 empty] | 30-60 Â°F | [12 empty] | 15 A |  |  | 8.7 A |  |  |  |  | 60 Hz | 1 Ph |  | 115 V | [29 empty] | 10 in | 8 in |  |  | 28 in | 33-3/8 in | 17-1/2 in | [14 empty] | Air Cooled | [7 empty] | Multi Speed ECM |  |  |  |  | Low NOx | [24 empty] | 107 lb |  | 1/2 metric hp | [26 empty] | 60000 Btu | 48,000 |  | 42,000 | 33,600 | [6 empty] | Two Stage | [24 empty] | Yes | CTN | 1 | 30.00 in | 35.50 in | 18.50 in |  |  |  | 60.00 in | 35.50 in | 37.00 in | 30.00 in | 35.50 in | 18.50 in |  | 19702.500 inÂ³ | 0.0000 | 19702.500 inÂ³ |  | 210.000 lb |  | 210.000 lb | ALL PARTS - 5 YEARS PARTS;HEAT EXCHANGER - 20 YEARS PARTS | ALL PARTS - 10 YEARS PARTS;HEAT EXCHANGER - 20 YEARS PARTS | ALL PARTS - 10 YEARS PARTS;HEAT EXCHANGER - 79 YEARS PARTS;HEAT EXCHANGER - LIFETIME PARTS;ALL PARTS - 10 YEARS PARTS;HEAT EXCHANGER - 20 YEARS PARTS |  |  | HEAT EXCHANGER - 10 YEARS UNIT REPLACEMENT;HEAT EXCHANGER - 10 YEARS UNIT REPLACEMENT |  |  |  | HEAT EXCHANGER - 20 YEARS PARTS;ALL PARTS - 5 YEARS PARTS | ALL PARTS - 5 YEARS PARTS;HEAT EXCHANGER - 20 YEARS PARTS | ALL PARTS - 5 YEARS PARTS;HEAT EXCHANGER - 20 YEARS PARTS |  |  |  |  | Goodman 80% AFUE Gas Furnace Multi Speed ECM, Two Stage | Goodman 80% AFUE Gas Furnace Multi Speed ECM, Two Stage, Downflow/Horizontal, 60000 BTUH/H, Low NOx | Goodman 80% AFUE Gas Furnace Multi Speed ECM, Two Stage, Downflow/Horizontal, 60000 BTUH/H, Low NOx | Active |  | Equipment/Residential Split System/Gas Furnace
GR9S800604BN | Goodman | Unitary | Gas Furnace | Unitary Split System | Heating Only | Equipment | Indoor | Residential-Single Family | GR9S80 |  | Goodman 80% AFUE Gas Furnace Nine Speed ECM, Single Stage | 0.8 | Single-Stage Multi-Speed ECM Gas Furnace Up to 80% AFUE | High reliabilitynd quality;Durablend long-igniter life;Provisions for electronicir cleanernd humidifier;Energy Efficientnd quiet circulation;Self-diagnostic control board with constant memory;Simple installationnd setup;Quietnd simple operation | 1. Heavy-dutyluminized-steel tubular heat exchanger;2. "Silicon Nitride igniter";3. Color-coded low-voltage terminals;4. Multi-speed ECM blower motor with continuous fan speed;5. Fault code LED Output;6. Single-Stage gas Valve;7. Single-speed inducer draft blower |  | Ducted |  |  |  | EAR99 | [6 empty] | 663051684867 | EA | 4 |  |  |  | Goodman 80% AFUE Gas Furnace Nine Speed ECM, Single Stage, Upflow/Horizontal, 60000 BTUH/H, Non NOx Rated | fer cf furnace | 80 % | [33 empty] | Upflow/Horizontal | No | GR9S800604BN | [31 empty] | 20-50 Â°F | [12 empty] | 15 A |  |  | 12.45 A |  |  |  |  | 60 Hz | 1 Ph |  | 115 V |  |  |  | 1235 ftÂ³/min | [25 empty] | 10 in | 8 in |  |  | 28 in | 33-3/8 in | 17-1/2 in |  | Yes | [12 empty] | Air Cooled | [7 empty] | Nine Speed ECM |  |  |  |  | Non NOx Rated | 3 | [23 empty] | 108 lb |  | 3/4 metric hp | [26 empty] | 60000 Btu | 48,000 | [9 empty] | Single Stage | [19 empty] | 4 in |  |  |  |  | Yes | CTN | 1 | 30.00 in | 35.50 in | 18.50 in |  |  |  | 60.00 in | 35.50 in | 37.00 in | 30.00 in | 35.50 in | 18.50 in |  | 19702.500 inÂ³ | 0.0000 | 19702.500 inÂ³ |  | 160.000 lb |  | 160.000 lb | ALL PARTS - 5 YEARS PARTS;HEAT EXCHANGER - 20 YEARS PARTS | HEAT EXCHANGER - 20 YEARS PARTS;ALL PARTS - 10 YEARS PARTS | HEAT EXCHANGER - LIFETIME PARTS;HEAT EXCHANGER - 79 YEARS PARTS;ALL PARTS - 10 YEARS PARTS;HEAT EXCHANGER - 20 YEARS PARTS;ALL PARTS - 10 YEARS PARTS | [6 empty] | ALL PARTS - 5 YEARS PARTS;HEAT EXCHANGER - 20 YEARS PARTS | ALL PARTS - 5 YEARS PARTS;HEAT EXCHANGER - 20 YEARS PARTS | HEAT EXCHANGER - 20 YEARS PARTS;ALL PARTS - 5 YEARS PARTS |  |  |  |  | Goodman 80% AFUE Gas Furnace Nine Speed ECM, Single Stage | Goodman 80% AFUE Gas Furnace Nine Speed ECM, Single Stage, Upflow/Horizontal, 60000 BTUH/H, Non NOx Rated | Goodman 80% AFUE Gas Furnace Nine Speed ECM, Single Stage, Upflow/Horizontal, 60000 BTUH/H, Non NOx Rated | Active |  | Equipment/Residential Split System/Gas Furnace
FTK12BXVJU | Daikin | Ductless Mini-Splits | Mini-Split Fan Coils | Mini-Split | Cooling Only | Equipment | Indoor | Residential-Single Family | FTK_BXVJU | Daikin OTERRA | Daikin20Series Indoor Mini-Split Fan Coils, Single Zone |  | 3/4 - 2 Ton Wall Mounted Unit Cooling only | Energy Saving;Uniform Airflow;Quiet Operations;Clean Air;Easy to Clean;Darin Pipe can be attached on either side | Inverter;Power-airflow Flap;Wide Angle Louvers;Vericle Auto Swing;Auto Fan Speed;Quiet Operations;Programme Dry Function;Fan only Mode;Sleep Mode;R/C with Backlight;Catechin Filter/Green Tea Filter;Titanium Apatite Air Purifying Filter;Wipe Clean Flat Panel;Auto Restart (after Power Failure);Self Diagnosis;Either side Drain (Left or Right) |  | Wall Mounted | No |  |  | EAR99 | [7 empty] | EA | 20 | Malaysia | 8415.90.8065 | 8415.90.90.00 |  | Daikin OTERRA 1 Ton AC only mini split indoor unit | [35 empty] | No | FTK12BXVJU | [6 empty] | 114.8 Â°F | 50 Â°F | [12 empty] | 95 Â°F | 75 Â°F | 80 Â°F | 67 Â°F | [12 empty] | AC | [6 empty] | L1, L2, L3, Ground | [8 empty] | 60 Hz | 1 Ph |  | 208/230 V |  |  | 436 ftÂ³/min |  | 247 ftÂ³/min |  | 316 ftÂ³/min |  | 473 ftÂ³/min |  | 132 ftÂ³/min | [10 empty] | Swing | [11 empty] | 9-27/32 in | 11-1/3 in | 30-29/32 in | [14 empty] | Air Cooled | [5 empty] | 0.18 | [13 empty] | 46 dBA |  | 32 dBA |  | 38 dBA |  |  |  | 19 dBA | [9 empty] | 21.4 lb | [9 empty] | 13300 Btu/H | 4400 Btu/H | 10900 Btu/H |  |  |  | 3.2 kW | [18 empty] | 1.0 |  |  | 5/8 in | [7 empty] | 3/8 in |  |  | 1/4 in | 0 ft | 25 ft |  | 33 ft | R-410A | 66 ft | 49 ft | [8 empty] | Yes | CTN | 1 | 33.00 in | 13.00 in | 14.00 in |  |  |  | 53.00 in | 70.00 in | 44.00 in | 33.00 in | 13.00 in | 14.00 in | 0 inÂ³ | 6006.000 inÂ³ | 0.0000 | 6006.000 inÂ³ | 0 inÂ³ | 26.000 lb |  | 26.000 lb | ALL PARTS - 5 YEARS PARTS | ALL PARTS - 12 YEARS PARTS | ALL PARTS - 12 YEARS PARTS | [6 empty] | ALL PARTS - 5 YEARS PARTS | ALL PARTS - 5 YEARS PARTS | ALL PARTS - 5 YEARS PARTS |  |  |  |  | Daikin OTERRA 1 Ton AC only mini split indoor unit | Daikin OTERRA 1 Ton AC only mini split indoor unit | Daikin OTERRA 1 Ton AC only mini split indoor unit | Obsolete | AZAI6WSCDKB;AZAI6WSPDKC;BRC51D61;DACA-CP1-1;DACA-CP4-1;DTST-LTE-LA-A;DTST-ONE-ADA-A;KRP928BB2S;AZAI6WSCDKB;AZAI6WSPDKC;BRC51D61;DACA-CP1-1;DACA-CP4-1;DTST-LTE-LA-A;DTST-ONE-ADA-A
GLZS5BA1810 | Goodman | Unitary | Split Heat Pump | Unitary Split System | Heat Pump | Equipment | Outdoor | Residential-Single Family | GLZS5B | GLZS5B | Goodman Split Heat Pump 16 SEER2, Single Stage | 16 SEER2 | High-Effciency, Communication, Split System Heat Pump Up to 16 SEER2 & 8.2 HSPF2 | Meets the 2023 M1 Test Standards | High-efficiency scroll compressor;SmartShiftÂ® technology to ensure quiet reliable defrost;Enhanced aluminum fin with coil-5mm diameter copper tubes in 1.5T-3.5T;Enhanced aluminum fin coil with 7mm diameter copper tubes 4.0-5.0 ton;Single-speed PSC condenser fan motor;Factory-installed suction-line accumulator;Factory-installed compressor crankcase heater;Factory-installed high-capacity muffler;High- and low-pressure switches;Service valves with sweat connections and easy access to gauge ports;Fully charged for 15â€™ of tubing length;Fully enclosed contactor;Ground lug connection;Capacitor with extended life; AHRI Certified; ETL Listed | Removable grille style top design compliant with UL 60335-2-40;Steel louver coil guard;Heavy-gauge galvanized-steel cabinet;Attractive Architectural Gray powder-paint finish with 500-hour salt-spray approval;Top and side maintenance access;Single panel access to controls with space provided for field-installed accessories;When properly anchored, meets the 2023 Florida Building Code unit integrity requirements for hurricane-type winds (Anchor bracket kits available.) | Ducted | No | Non-Communicating |  | EAR99 |  | Yes |  |  | R32 Outdoor |  | 663051737631 | EA | 2 |  |  |  | Goodman GLZS5B Split Heat Pump 16 SEER2, Single Stage, 1.5 Ton, Non-Communicating | 16 SEER2 HP R32, 1.5 Ton | [12 empty] | 12.5 |  |  | Yes | 18000 Btu/H |  | 7.8 |  |  | 7.8 | [6 empty] | 15.2 | [6 empty] | No | GLZS5BA1810 | [6 empty] | 125 Â°F | 55 Â°F | [6 empty] | 70 Â°F | -20 Â°F |  |  |  |  | 95 Â°F | 75 Â°F |  |  | 47 Â°F | 43 Â°F | [18 empty] | 20 A |  |  | 12.6 A |  |  |  |  | 60 Hz | 1 Ph |  | 208/230 V | 9.3 A | [19 empty] | Single Stage | Scroll | [11 empty] | 29 in | 39.5 in | 29 in | [7 empty] | TXV | [26 empty] | 70 dBA | [17 empty] | 171 lb | [24 empty] | 17800 Btu/H | [9 empty] | 1.5 |  | 0.55 |  | 88 oz | [9 empty] | 3/8 in |  |  |  | 15 ft | R-32 | 200 ft | 79 ft |  |  | 3/4 in | [5 empty] | Yes | CTN | 1 | 30.50 in | 42.00 in | 30.00 in |  |  |  | 30.50 in | 42.00 in | 60.00 in | 30.50 in | 42.00 in | 30.00 in |  | 38430.000 inÂ³ | 0.0000 | 38430.000 inÂ³ |  | 185.000 lb |  | 185.000 lb | ALL PARTS - 5 YEARS PARTS | ALL PARTS - 10 YEARS PARTS | ALL PARTS - 10 YEARS PARTS | [6 empty] | ALL PARTS - 5 YEARS PARTS | ALL PARTS - 5 YEARS PARTS | ALL PARTS - 5 YEARS PARTS |  |  |  |  | Goodman Split Heat Pump 16 SEER2, Single Stage | Goodman GLZS5B Split Heat Pump 16 SEER2 & 7.8 HSPF, Single Stage, 1.5 Ton, Non-Communicating | Goodman GLZS5B Split Heat Pump 16 SEER2 & 7.8 HSPF, Single Stage, 1.5 Ton, Non-Communicating | Active | 0161R00128;ABK-20;CSR-U-1;FSK01A;OT18-60A;TXV-FX-KX-2T;0161R00128 | Equipment/Residential Split System/Split Heat Pump
CHPTA3630C3 | Corporate | Unitary | Coil | Unitary Split System | Cooling Only | Equipment | Indoor | Residential-Single Family | CHPTA_3 | CHPTA AlumaFin7â„¢ | CHPTA AlumaFin7â„¢ Evaporator Coil, Horizontal A, Ton | 13.4 SEER2 | CHPTA AlumaFin7â„¢ Evaporator Coil | Factory-installed thermal expansion valves for cooling and heat pump applications | All-Aluminum evaporator coil;Optimized for use with R-32 refrigerant including circuits and manifold including circuits and manifolds;R-32 sensor designed for the life span of the coil;Factory-installed thermal expansion valves for cooling and heat pump applications;Standardized copper suction tube stub length;Check flowrator for cooling and heat pump applications;Horizontal application;21" depth for easier attic access;Single front access panel;Foil-faced insulation covers the internal casing to reduce cabinet condensation;Galvanized, leather grain-embossed finish;Rust resistant, thermoplastic drain pan featuring a low water-retention design;DecaBDE-free thermoplastic drain pan with secondary drain connections;Drain pan rails designed to remove and reposition coils with ease without compromising structural integrity;UV-resistant drain pan;AHRI certified;ETL Listed | Single front access panelFoil-faced insulation covers the internal casing to reduce cabinet condensationGalvanized, leather grain-embossed finish | Ducted | No |  |  | EAR99 | [6 empty] | 663051688537 | EA | 4 | USA | 8415.90.8025 | 8415.90.90.00 | CHPTA AlumaFin7â„¢ Cased Aluminum Evaporator Coil, Horizontal A, 2.0-2.5 Ton, 30 in Cabinet with TXV Expansion | 3T Cased Horizontal Evaporator R-32 Coil with TXV | [35 empty] | Yes | CHPTA3630C3 | [72 empty] | Painted | Cased | [15 empty] | 21 in | 21 in | 30 in | [7 empty] | TXV | [80 empty] | 2.0;2.5 | [9 empty] | 7/8 in |  |  | 3/8 in |  |  |  |  | R-32 | [10 empty] | Yes | CTN | 1 | 32.50 in | 23.50 in | 26.50 in |  |  |  | 34.00 in | 51.50 in | 54.00 in | 32.50 in | 23.50 in | 26.50 in |  | 20239.375 inÂ³ | 0.0000 | 20239.375 inÂ³ |  | 72.000 lb |  | 72.000 lb | ALL PARTS - 5 YEARS PARTS | ALL PARTS - 10 YEARS PARTS | ALL PARTS - 10 YEARS PARTS | 10 YEARS UNIT REPLACEMENT | 5 YEARS UNIT REPLACEMENT | 10 YEARS UNIT REPLACEMENT |  |  |  | ALL PARTS - 5 YEARS PARTS | ALL PARTS - 5 YEARS PARTS | ALL PARTS - 5 YEARS PARTS | 5 YEARS UNIT REPLACEMENT | 5 YEARS UNIT REPLACEMENT | 5 YEARS UNIT REPLACEMENT |  | CHPTA AlumaFin7â„¢ Evaporator Coil, Horizontal A, Ton | CHPTA AlumaFin7â„¢ Evaporator Coil, Horizontal A, Ton | CHPTA AlumaFin7â„¢ Cased Aluminum Evaporator Coil, Horizontal A, 2.0-2.5 Ton, 30 in Cabinet with TXV Expansion | Active | 0230K00007;0230K00044;HHCMK01;0230K00007;0230K00044;HHCMK01 | Equipment/Residential Split System/Coil
GR9S801205DN | Goodman | Unitary | Gas Furnace | Unitary Split System | Heating Only | Equipment | Indoor | Residential-Single Family | GR9S80 |  | Goodman 80% AFUE Gas Furnace Nine Speed ECM, Single Stage | 0.8 | Single-Stage Multi-Speed ECM Gas Furnace Up to 80% AFUE | High reliabilitynd quality;Durablend long-igniter life;Provisions for electronicir cleanernd humidifier;Energy Efficientnd quiet circulation;Self-diagnostic control board with constant memory;Simple installationnd setup;Quietnd simple operation | 1. Heavy-dutyluminized-steel tubular heat exchanger;2. "Silicon Nitride igniter";3. Color-coded low-voltage terminals;4. Multi-speed ECM blower motor with continuous fan speed;5. Fault code LED Output;6. Single-Stage gas Valve;7. Single-speed inducer draft blower |  | Ducted |  |  |  | EAR99 | [6 empty] | 663051684980 | EA | 4 |  |  |  | Goodman 80% AFUE Gas Furnace Nine Speed ECM, Single Stage, Upflow/Horizontal, 120000 BTUH/H, Non NOx Rated | fer uf furnace | 80 % | [33 empty] | Upflow/Horizontal | No | GR9S801205DN | [31 empty] | 40-70 Â°F | [12 empty] | 20 A |  |  | 15.3 A |  |  |  |  | 60 Hz | 1 Ph |  | 115 V |  |  |  | 1583 ftÂ³/min | [25 empty] | 11 in | 10 in |  |  | 28 in | 33-3/8 in | 24-1/2 in |  | Yes | [12 empty] | Air Cooled | [7 empty] | Nine Speed ECM |  |  |  |  | Non NOx Rated | 6 | [23 empty] | 132 lb |  | 1 metric hp | [26 empty] | 120000 Btu | 96,000 | [9 empty] | Single Stage | [19 empty] | 4 in |  |  |  |  | Yes | CTN | 1 | 30.00 in | 35.50 in | 25.50 in |  |  |  | 60.00 in | 35.50 in | 51.00 in | 30.00 in | 35.50 in | 25.50 in |  | 27157.500 inÂ³ | 0.0000 | 27157.500 inÂ³ |  | 133.000 lb |  | 133.000 lb | HEAT EXCHANGER - 20 YEARS PARTS;ALL PARTS - 5 YEARS PARTS | HEAT EXCHANGER - 20 YEARS PARTS;ALL PARTS - 10 YEARS PARTS | HEAT EXCHANGER - 20 YEARS PARTS;HEAT EXCHANGER - LIFETIME PARTS;HEAT EXCHANGER - 79 YEARS PARTS;ALL PARTS - 10 YEARS PARTS;ALL PARTS - 10 YEARS PARTS | [6 empty] | HEAT EXCHANGER - 20 YEARS PARTS;ALL PARTS - 5 YEARS PARTS | ALL PARTS - 5 YEARS PARTS;HEAT EXCHANGER - 20 YEARS PARTS | ALL PARTS - 5 YEARS PARTS;HEAT EXCHANGER - 20 YEARS PARTS |  |  |  |  | Goodman 80% AFUE Gas Furnace Nine Speed ECM, Single Stage | Goodman 80% AFUE Gas Furnace Nine Speed ECM, Single Stage, Upflow/Horizontal, 120000 BTUH/H, Non NOx Rated | Goodman 80% AFUE Gas Furnace Nine Speed ECM, Single Stage, Upflow/Horizontal, 120000 BTUH/H, Non NOx Rated | Active |  | Equipment/Residential Split System/Gas Furnace
GR9S960803BN | Goodman | Unitary | Gas Furnace | Unitary Split System | Heating Only | Equipment | Indoor | Residential-Single Family | GR9S96 |  | Goodman 96% AFUE Gas Furnace Nine Speed ECM, Single Stage | 0.96 | Single-Stage Multi-Speed ECM Gas Furnace Up to 96% AFUE | 1. High reliabilitynd quality;2. Faster condensate water drainagend no unit water leakage;3. Durablend long igniter life;4. Provisions for electronicir cleanernd humidifier;5. Energy Efficientnd quiet circulation;6. Self-diagnostic control board with constant memory;7. Meets the performance requirements forHRI certificationnd complies with ETL Northmerican safety standards.;8. Tax Credit;9. Simple installationnd setup;10. Easy Connection for EACnd Humidifier;11. Extra option forir flow;12. High staticirflow capability;13. Lower NOx emission | 1. Heavy-dutyluminized-steel tubular heat exchanger;2. Stainless-steel sloped secondary heat exchanger;3. Silicon Nitride igniter;4. Color-coded low-voltage terminals;5. Multi-speed ECM blower motor with continuous fan speed;6. Fault code LED Output;7.HRI Certified - ETL Listed;8. Energy Star;9. Single-Stage gas Valve;10. Furnace control board with self-diagnosticsnd provisions for electronicir cleanernd 120-volt or 24-volt humidifiers;11. Low constant fan speed circulatesir throughout the home;12. High static;13.ll models comply with California Ultra-Low N0x 14 ng/J |  | Ducted | No |  |  | EAR99 | [6 empty] | 663051686243 | EA | 4 | USA | 7322.90.0015 | 7322.90.10.21 | Goodman 96% AFUE Gas Furnace Nine Speed ECM, Single Stage, Upflow/Horizontal, 80000 BTUH/H, Low NOx | fer uf furnace | 96 % | [33 empty] | Upflow/Horizontal | Yes | GR9S960803BN | [31 empty] | 35-65 Â°F | [12 empty] | 15 A |  |  | 10.1 A |  |  |  |  | 60 Hz | 1 Ph |  | 115 V |  |  |  | 1200 ftÂ³/min | [25 empty] | 11 in | 8 in |  |  | 28 in | 33-3/8 in | 17-1/2 in |  | Yes | [12 empty] | Air Cooled | [7 empty] | Nine Speed ECM |  |  |  |  | Low NOx | [24 empty] | 114 lb |  | 0.5 metric hp | [26 empty] | 80000 Btu | 76880 | [9 empty] | Single Stage | [19 empty] | 4 in |  |  |  |  | Yes | CTN | 1 | 30.00 in | 38.50 in | 18.50 in |  |  |  | 60.00 in | 38.50 in | 37.00 in | 30.00 in | 38.50 in | 18.50 in |  | 21367.500 inÂ³ | 0.0000 | 21367.500 inÂ³ |  | 121.500 lb |  | 121.500 lb | HEAT EXCHANGER - 20 YEARS PARTS;ALL PARTS - 5 YEARS PARTS | ALL PARTS - 10 YEARS PARTS;HEAT EXCHANGER - 20 YEARS PARTS | ALL PARTS - 10 YEARS PARTS;ALL PARTS - 10 YEARS PARTS;HEAT EXCHANGER - 20 YEARS PARTS;HEAT EXCHANGER - 79 YEARS PARTS;HEAT EXCHANGER - LIFETIME PARTS |  |  | HEAT EXCHANGER - 10 YEARS UNIT REPLACEMENT;HEAT EXCHANGER - 10 YEARS UNIT REPLACEMENT |  |  |  | HEAT EXCHANGER - 20 YEARS PARTS;ALL PARTS - 5 YEARS PARTS | HEAT EXCHANGER - 20 YEARS PARTS;ALL PARTS - 5 YEARS PARTS | HEAT EXCHANGER - 20 YEARS PARTS;ALL PARTS - 5 YEARS PARTS |  |  |  |  | Goodman 96% AFUE Gas Furnace Nine Speed ECM, Single Stage | Goodman 96% AFUE Gas Furnace Nine Speed ECM, Single Stage, Upflow/Horizontal, 80000 BTUH/H, Low NOx | Goodman 96% AFUE Gas Furnace Nine Speed ECM, Single Stage, Upflow/Horizontal, 80000 BTUH/H, Low NOx | Active |  | Equipment/Residential Split System/Gas Furnace
AWST18SU1308 | Corporate | Unitary | Air Handler | Unitary Split System | Air Handler | Equipment | Indoor | Residential-Single Family | AWST_32 | AWST | AWST Air Handler, Multi Speed ECM Motor, 1.5 Ton |  | Wall-Mount Air Handler 1Â½ to 3 Tons | All Aluminum Coil;Improved Reliability and Quality;Factory TXV Installed for Quicker Install;More Efficient Refrigerant Metering | AWST Models: Equipped wit a fully adjustable TXV;Direct-drive, multi-speed motors allows air volume variation for heating/cooling;Direct-drive, multi-speed motors allows air volume variation for heating/cooling;Sequence-controlled, rust-resistant nickel chromium heating elements of 3, 5, 8, and 10 kW;Aluminum tubing coils on all models;Factory-installed pull-type disconnect;Thermoplastic drain pan with bottom primary and secondary drain connections;AHRI Certified and ETL Listed;Optimized for use with R-32 refrigerant with factory installed leak detection sensor for A2L mitigation. | Cabinet air leakage less than 2.0% at 1.0 inch H2O when tested in accordance with ASHRAE standard 193;Cabinet air leakage less than 1.4% at 0.5 inch H2O when tested in accordance with ASHRAE standard 193;Built-in filter rack (filter included);Large chassis (2-1/2 and 3 ton units), front return only;Small chassis (1-1/2 and 2 ton units), front or bottom return;Wall-hanging bracket provided | Ducted Wall Mounted | No |  |  | EAR99 | [6 empty] | 663051683648 | EA | 6 | Mexico | 8415.90.8065 | 8415.90.90.00 | AWST Ducted Wall Mounted Air Handler, Multi Speed ECM Motor, 1.5-3 Ton, 20-3/13 in Cabinet with TXV Expansion, | 1.5 Ton, Wall-Mount, Unpainted, Air Handler R-32 |  |  | 18000 Btu/H | [32 empty] | No | AWST18SU1308 | [41 empty] | 2.6 A |  |  | 40/45 A |  | 253 V | 36.2/41.3 A | 197 V |  |  |  | 60 Hz | 1 Ph |  | 208/230 V | [29 empty] | 10 in | 6 in | 10 in | 6 in | 13-1/8 in | 36 in | 20-3/13 in |  |  | 1.8 |  |  |  | 1050 r/min | TXV | [14 empty] | Multi Speed ECM | [6 empty] | 5 | [22 empty] | 84 lb |  | 1/3 metric hp | [32 empty] | 1.5 | 1.5;3 |  | 3/4 in | 0.5 oz | [6 empty] | 3/4 in |  |  | 3/8 in |  |  |  |  | R-32 | [10 empty] | Yes | CTN | 1 | 17.00 in | 39.00 in | 21.50 in |  |  |  | 52.00 in | 44.00 in | 46.00 in | 17.00 in | 39.00 in | 21.50 in |  | 14254.500 inÂ³ | 0.0000 | 14254.500 inÂ³ |  | 80.000 lb |  | 80.000 lb | ALL PARTS - 5 YEARS PARTS | ALL PARTS - 10 YEARS PARTS | ALL PARTS - 10 YEARS PARTS | [6 empty] | ALL PARTS - 5 YEARS PARTS | ALL PARTS - 5 YEARS PARTS | ALL PARTS - 5 YEARS PARTS |  |  |  |  | AWST Air Handler, Multi Speed ECM Motor, 1.5 Ton | AWST Air Handler, Multi Speed ECM Motor, 1.5 Ton | AWST Ducted Wall Mounted Air Handler, Multi Speed ECM Motor, 1.5-3 Ton, 20-3/13 in Cabinet with TXV Expansion, | Active | WAD-1;WAD-2 | Equipment/Residential Split System/Air Handler
RXC09AXVJU | Daikin | Ductless Mini-Splits | Mini-Split Heat Pump | Mini-Split | Heat Pump | Equipment | Outdoor | Residential-Single Family | RXC_AXVJU | Daikin ENTRA | Series Outdoor Mini-Split Heat Pump, Single Zone |  | 0.75 - 2 Ton 17 Series Heat Pump Up to 17 SEER / 9 HSPF | 10 year limited parts warranty with online registration | Operating Range - Cooling (50Â° - 114.8Â°) |  |  | No |  |  | EAR99 | [7 empty] | EA | 8 | Malaysia | 8415.90.8065 | 8415.90.90.00 | Outdoor Mini-Split Heat Pump, & HSPF, Single Zone, | Daikin Entra R-32 Heat Pump Ductless ODU 3/4 Ton |  | 213895727 | [13 empty] | No | [19 empty] | No | RXC09AXVJU | [6 empty] | 114.8 Â°F | 50 Â°F | [6 empty] | 65 Â°F | 5 Â°F |  |  |  |  | 95 Â°F | 75 Â°F | 80 Â°F | 67 Â°F | 47 Â°F | 43 Â°F | 70 Â°F | 60 Â°F | [8 empty] | AC |  |  | 26 | 15 A |  |  | L1, L2, L3, Ground | 15 A |  |  | 9.3 A |  | 0.61 A |  |  | 60 Hz | 1 Ph |  | 208-230 V |  |  | 1051 ftÂ³/min | 966 ftÂ³/min | [16 empty] | Inverter | Swing | [11 empty] | 11-3/16 in | 21-11/16 in | 26-1/2 in | [14 empty] | Air Cooled | [5 empty] | 0.05 | [13 empty] | 46 dBA | 48 dBA | [16 empty] | 60 lb | [9 empty] | 10200 Btu/H | 4400 Btu/H | 9000 Btu/H |  |  |  | 2.64 kW | [6 empty] | 13000 Btu/H | 4400 Btu/H | 9400 Btu/H |  |  | 2.75 kW | [6 empty] | 0.75 |  | 0.18 |  | 1.65 lb | [6 empty] | 3/8 in |  |  | 1/4 in | 0 ft | 25 ft | PVE (FVC50K) | 33 ft | R-32 | 66 ft | 33 ft | [8 empty] | Yes | CTN | 1 | 15.00 in | 23.00 in | 31.50 in |  |  |  | 62.00 in | 51.00 in | 32.00 in | 15.00 in | 23.00 in | 31.50 in |  | 10867.500 inÂ³ | 0.0000 | 10867.500 inÂ³ |  | 66.000 lb |  | 66.000 lb | ALL PARTS - 5 YEARS PARTS | ALL PARTS - 10 YEARS PARTS | ALL PARTS - 10 YEARS PARTS | [6 empty] | ALL PARTS - 5 YEARS PARTS | ALL PARTS - 5 YEARS PARTS | ALL PARTS - 5 YEARS PARTS |  |  |  |  | Daikin Entra R-32 Heat Pump Ductless ODU 3/4 Ton | Daikin Entra R-32 Heat Pump Ductless ODU 3/4 Ton | Daikin Entra R-32 Heat Pump Ductless ODU 3/4 Ton | Active | DACA-WB-3;KEH067A41E;KKG067A41;KPW937F4;DACA-WB-3 | Equipment/Mini-Split/Mini-Split Heat Pump
GR9T800805CN | Goodman | Unitary | Gas Furnace | Unitary Split System | Heating Only | Equipment | Indoor | Residential-Single Family | GR9T80 |  | Goodman 80% AFUE Gas Furnace Multi Speed ECM, Two Stage | 0.8 | Two-Stage Multi-Speed ECM Gas Furnace up to 80% AFUE | High reliabilitynd quality;Durablend long igniter life;Provisions for electronicir cleanernd humidifier;Quietnd Economical heating;Energy Efficientnd quiet circulation;Self-diagnostic control board with constant memory;Operates on two-stage or single-stage thermostats;Easy Connection for EACnd Humidifier | Heavy-dutyluminized-steel tubular heat exchanger;"Silicon Nitride igniter";Color-coded low-voltage terminals;Two-Stage gas valve;Multi-speed ECM blower motor with continuous fan speed;Fault code LED Output;Two-stage gas valve;Furnace control board with self-diagnosticsnd provisions for electronicir cleanernd 120-volt or 24-volt humidifiers |  | Ducted |  |  |  | EAR99 | [6 empty] | 663051685642 | EA | 4 |  |  |  | Goodman 80% AFUE Gas Furnace Multi Speed ECM, Two Stage, Upflow/Horizontal, 80000 BTUH/H, Non NOx Rated | fer uf furnace | 80 % | [33 empty] | Upflow/Horizontal | No | GR9T800805CN | [31 empty] | 25-55 Â°F | [12 empty] | 20 A |  |  | 15.32 A |  |  |  |  | 60 Hz | 1 Ph |  | 115 V | [29 empty] | 10 in | 10 in |  |  | 28 in | 33-3/8 in | 21 in | [14 empty] | Air Cooled | [7 empty] | Multi Speed ECM |  |  |  |  | Non NOx Rated | [24 empty] | 129 lb |  | 1 metric hp | [26 empty] | 80000 Btu | 64,000 |  | 56,000 | 44,800 | [6 empty] | Two Stage | [24 empty] | Yes | CTN | 1 | 30.00 in | 35.50 in | 22.00 in |  |  |  | 60.00 in | 35.50 in | 44.00 in | 30.00 in | 35.50 in | 22.00 in |  | 23430.000 inÂ³ | 0.0000 | 23430.000 inÂ³ |  | 118.000 lb |  | 118.000 lb | ALL PARTS - 5 YEARS PARTS;HEAT EXCHANGER - 20 YEARS PARTS | HEAT EXCHANGER - 20 YEARS PARTS;ALL PARTS - 10 YEARS PARTS | HEAT EXCHANGER - 20 YEARS PARTS;ALL PARTS - 10 YEARS PARTS;HEAT EXCHANGER - 79 YEARS PARTS;HEAT EXCHANGER - LIFETIME PARTS;ALL PARTS - 10 YEARS PARTS |  |  | HEAT EXCHANGER - 10 YEARS UNIT REPLACEMENT;HEAT EXCHANGER - 10 YEARS UNIT REPLACEMENT |  |  |  | HEAT EXCHANGER - 20 YEARS PARTS;ALL PARTS - 5 YEARS PARTS | HEAT EXCHANGER - 20 YEARS PARTS;ALL PARTS - 5 YEARS PARTS | HEAT EXCHANGER - 20 YEARS PARTS;ALL PARTS - 5 YEARS PARTS |  |  |  |  | Goodman 80% AFUE Gas Furnace Multi Speed ECM, Two Stage | Goodman 80% AFUE Gas Furnace Multi Speed ECM, Two Stage, Upflow/Horizontal, 80000 BTUH/H, Non NOx Rated | Goodman 80% AFUE Gas Furnace Multi Speed ECM, Two Stage, Upflow/Horizontal, 80000 BTUH/H, Non NOx Rated | Active |  | Equipment/Residential Split System/Gas Furnace
2MXTH18AVJU9 | Daikin | Ductless Mini-Splits | Multi-Split Heat Pump | Multi-Split | Heat Pump | Equipment | Outdoor | Residential-Single Family | 2MXTH_AVJU9 | Aurora R-32 Multi Split With Drain Pan Heater | Multi Split Heat Pump Outdoor Series Outdoor Multi-Split Heat Pump |  | Aurora R-32 2 Zone Multi Split With Drain Pan Heater | PAM control;Energy efficient operation;Quiet outdoor unit operation;Unit perfroms self diagnosis and indicates using LED lights;12 Year Limited Parts Warranty w/ online registration | 2 Zone enhanced Capacity Multi-Zone ;Night Quiet Mode;Automatic Defrost;Quick Warming Function;Automatic Defrosting;Priority Room Setting;Cool/Heat mode lock;Self Diagnosis;Wiring error check function;Anti-corrosion treatment of outdoor;heat exchanger;Built in Drain Pan Heater |  |  | No |  | North;Southeast;Southwest | EAR99 | [7 empty] | EA | 8 | Mexico | 8415.90.8065 | 8415.90.90.00 | Aurora R-32 2 Zone Multi Split With Drain Pan Heater | Aurora R-32 2 Zone Multi Split With Drain Pan Heater | [14 empty] | 12 | Yes |  |  |  |  | 10 | [11 empty] | 21 |  |  | No | 2MXTH18AVJU9 | [6 empty] | 114.8 Â°F | 14 Â°F | [6 empty] | 75.2 Â°F | -13 Â°F |  |  |  |  | 95 Â°F | 75 Â°F | 80 Â°F | 67 Â°F | 47 Â°F | 43 Â°F | 70 Â°F | 60 Â°F | [11 empty] | 150 | 20 A |  |  | L1, L2, L3, Ground | 20 A | 17 A |  | 19.6 A |  |  |  |  | 60 Hz | 1 Ph |  | 208-230 V | 17 A |  | 2462 ftÂ³/min | 2140 ftÂ³/min | 1911 ftÂ³/min | 1070 ftÂ³/min | 2112 ftÂ³/min | 2140 ftÂ³/min | [12 empty] | Inverter | Swing | [11 empty] | 12-5/8 in | 29-1/2 in | 34-1/4 in | [7 empty] | EEV | [6 empty] | Air Cooled |  |  | 2 | [16 empty] | 52 dBA | 54 dBA | [16 empty] | 140 lb | [11 empty] | 17200 Btu/H | [12 empty] | 18000 Btu/H | [9 empty] | 1.5 |  | 0.22 | 5/8 in | 4.9 lb | [6 empty] | 3/8 in |  |  | 1/4 in | 0 ft | 25 ft | PVE (FVC50K) | 98.4 ft | R-32 | 164 ft | 49.25 ft | [8 empty] | Yes | CTN | 1 | 16.00 in | 32.00 in | 40.00 in |  |  |  | 60.00 in | 69.00 in | 48.00 in | 16.00 in | 32.00 in | 40.00 in |  | 20480.000 inÂ³ | 0.0000 | 20480.000 inÂ³ |  | 148.000 lb |  | 148.000 lb | ALL PARTS - 5 YEARS PARTS | ALL PARTS - 12 YEARS PARTS | ALL PARTS - 12 YEARS PARTS | [6 empty] | ALL PARTS - 5 YEARS PARTS | ALL PARTS - 5 YEARS PARTS | ALL PARTS - 5 YEARS PARTS |  |  |  |  | Aurora R-32 2 Zone Multi Split With Drain Pan Heater | Aurora R-32 2 Zone Multi Split With Drain Pan Heater | Aurora R-32 2 Zone Multi Split With Drain Pan Heater | Active | KEH064A41;KPS063A41;KPS063A44;KPS063A47;KPW063B4 | Equipment/Multi-Split/Multi-Split Heat Pump
GLZS5BA4210 | Goodman | Unitary | Split Heat Pump | Unitary Split System | Heat Pump | Equipment | Outdoor | Residential-Single Family | GLZS5B | GLZS5B | Goodman Split Heat Pump 16 SEER2, Single Stage | 16 SEER2 | High-Effciency, Communication, Split System Heat Pump Up to 16 SEER2 & 8.2 HSPF2 | Meets the 2023 M1 Test Standards | High-efficiency scroll compressor;SmartShiftÂ® technology to ensure quiet reliable defrost;Enhanced aluminum fin with coil-5mm diameter copper tubes in 1.5T-3.5T;Enhanced aluminum fin coil with 7mm diameter copper tubes 4.0-5.0 ton;Single-speed PSC condenser fan motor;Factory-installed suction-line accumulator;Factory-installed compressor crankcase heater;Factory-installed high-capacity muffler;High- and low-pressure switches;Service valves with sweat connections and easy access to gauge ports;Fully charged for 15â€™ of tubing length;Fully enclosed contactor;Ground lug connection;Capacitor with extended life; AHRI Certified; ETL Listed | Removable grille style top design compliant with UL 60335-2-40;Steel louver coil guard;Heavy-gauge galvanized-steel cabinet;Attractive Architectural Gray powder-paint finish with 500-hour salt-spray approval;Top and side maintenance access;Single panel access to controls with space provided for field-installed accessories;When properly anchored, meets the 2023 Florida Building Code unit integrity requirements for hurricane-type winds (Anchor bracket kits available.) | Ducted | No | Non-Communicating |  | EAR99 |  | Yes |  |  | R32 Outdoor |  | 663051737679 | EA | 1 | USA | 8415.90.8065 | 8415.90.90.00 | Goodman GLZS5B Split Heat Pump 16 SEER2, Single Stage, 3.5 Ton, Non-Communicating | 16 SEER2 HP R32, 3.5 Ton | [12 empty] | 12.5 |  |  | Yes | 42000 Btu/H |  | 7.8 |  |  | 7.8 | [6 empty] | 15.2 | [6 empty] | Yes | GLZS5BA4210 | [6 empty] | 125 Â°F | 55 Â°F | [6 empty] | 70 Â°F | -20 Â°F |  |  |  |  | 95 Â°F | 75 Â°F |  |  | 47 Â°F | 43 Â°F | [18 empty] | 35 A |  |  | 21.4 A |  |  |  |  | 60 Hz | 1 Ph |  | 208/230 V | 16.1 A | [19 empty] | Single Stage | Scroll | [11 empty] | 35.5 in | 35.75 in | 35.5 in | [7 empty] | TXV | [26 empty] | 72 dBA | [17 empty] | 257 lb | [24 empty] | 39500 Btu/H | [9 empty] | 3.5 |  | 0.64 |  | 139 oz | [9 empty] | 3/8 in |  |  |  | 15 ft | R-32 | 200 ft | 79 ft |  |  | 7/8 in | [5 empty] | Yes | CTN | 1 | 37.00 in | 38.50 in | 37.00 in |  |  |  | 37.00 in | 38.50 in | 37.00 in | 37.00 in | 38.50 in | 37.00 in |  | 52706.500 inÂ³ | 0.0000 | 52706.500 inÂ³ |  | 287.000 lb |  | 287.000 lb | ALL PARTS - 5 YEARS PARTS | ALL PARTS - 10 YEARS PARTS | ALL PARTS - 10 YEARS PARTS | [6 empty] | ALL PARTS - 5 YEARS PARTS | ALL PARTS - 5 YEARS PARTS | ALL PARTS - 5 YEARS PARTS |  |  |  |  | Goodman Split Heat Pump 16 SEER2, Single Stage | Goodman GLZS5B Split Heat Pump 16 SEER2 & 7.8 HSPF, Single Stage, 3.5 Ton, Non-Communicating | Goodman GLZS5B Split Heat Pump 16 SEER2 & 7.8 HSPF, Single Stage, 3.5 Ton, Non-Communicating | Active | 0161R00128;ABK-20;CSR-U-2;FSK01A;OT18-60A;TXV-FX-KX-5T;0161R00128 | Equipment/Residential Split System/Split Heat Pump
CAPTA2422C3 | Corporate | Unitary | Coil | Unitary Split System | Cooling Only | Equipment | Indoor | Residential-Single Family | CAPTA_3 | CAPTA AlumaFin7â„¢ | CAPTA AlumaFin7â„¢ Evaporator Coil, Upflow/Downflow, 2.0 Ton |  | CAPTA AlumaFin7â„¢ Evaporator Coil |  | All-Aluminum evaporator coil ;Optimized for use with R-32 refrigerant including circuits and manifolds;R-32 sensor designed for the life span of the coil;Factory-installed thermal expansion valves for cooling and heat pump applications;Standardized copper suction tube stub length;Check flowrator for cooling and heat pump applications;Vertical application;21" depth for easier attic access;Single front access panel;Foil-faced insulation covers the internal casing to reduce cabinet condensation;Galvanized, leather grain-embossed finish;Rust resistant, thermoplastic drain pan featuring a low water-retention design;DecaBDE-free thermoplastic drain pan with secondary drain connections;Drain pan rails designed to remove and reposition coils with ease without compromising structural integrity;UV-resistant drain pan;AHRI certified;ETL Listed |  | Ducted | No |  |  | EAR99 | [6 empty] | 663051688346 | EA | 12 | USA | 8415.90.8025 | 8415.90.90.00 | CAPTA AlumaFin7â„¢ Cased Evaporator Coil, Upflow/Downflow, 1.5-2 Ton, 21 in Cabinet with TXV Expansion | 2T Cased Evaporator R-32 Coil with TXV, Upflow/Downflow | [35 empty] | Yes | CAPTA2422C3 | [72 empty] | Painted | Cased | [15 empty] | 21 in | 22 in | 21 in | [7 empty] | TXV | [79 empty] | 2.0 | 1.5;2 |  | 3/4 in | [7 empty] | 3/4 in |  |  | 3/8 in |  |  |  |  | R-32 | [10 empty] | Yes | CTN | 1 | 26.25 in | 24.50 in | 23.50 in |  |  |  | 54.00 in | 78.00 in | 50.00 in | 26.25 in | 24.50 in | 23.50 in |  | 15113.437 inÂ³ | 0.0000 | 15113.437 inÂ³ |  | 50.000 lb |  | 50.000 lb | ALL PARTS - 5 YEARS PARTS | ALL PARTS - 10 YEARS PARTS | ALL PARTS - 10 YEARS PARTS | 10 YEARS UNIT REPLACEMENT | 5 YEARS UNIT REPLACEMENT | 10 YEARS UNIT REPLACEMENT |  |  |  | ALL PARTS - 5 YEARS PARTS | ALL PARTS - 5 YEARS PARTS | ALL PARTS - 5 YEARS PARTS | 5 YEARS UNIT REPLACEMENT | 5 YEARS UNIT REPLACEMENT | 5 YEARS UNIT REPLACEMENT |  | CAPTA AlumaFin7â„¢ Evaporator Coil, Upflow/Downflow, 2.0 Ton | CAPTA AlumaFin7â„¢ Evaporator Coil, Upflow/Downflow, 2.0 Ton | CAPTA AlumaFin7â„¢ Cased Evaporator Coil, Upflow/Downflow, 1.5-2 Ton, 21 in Cabinet with TXV Expansion | Active | 0230K00007;0230K00044;DPICX-CB;0230K00007;0230K00044 | Equipment/Residential Split System/Coil
CHPTA1822B3 | Corporate | Unitary | Coil | Unitary Split System | Cooling Only | Equipment | Indoor | Residential-Single Family | CHPTA_3 | CHPTA AlumaFin7â„¢ | CHPTA AlumaFin7â„¢ Evaporator Coil, Horizontal A, Ton | 13.4 SEER2 | CHPTA AlumaFin7â„¢ Evaporator Coil | Factory-installed thermal expansion valves for cooling and heat pump applications | All-Aluminum evaporator coil;Optimized for use with R-32 refrigerant including circuits and manifold including circuits and manifolds;R-32 sensor designed for the life span of the coil;Factory-installed thermal expansion valves for cooling and heat pump applications;Standardized copper suction tube stub length;Check flowrator for cooling and heat pump applications;Horizontal application;21" depth for easier attic access;Single front access panel;Foil-faced insulation covers the internal casing to reduce cabinet condensation;Galvanized, leather grain-embossed finish;Rust resistant, thermoplastic drain pan featuring a low water-retention design;DecaBDE-free thermoplastic drain pan with secondary drain connections;Drain pan rails designed to remove and reposition coils with ease without compromising structural integrity;UV-resistant drain pan;AHRI certified;ETL Listed | Single front access panelFoil-faced insulation covers the internal casing to reduce cabinet condensationGalvanized, leather grain-embossed finish | Ducted | No |  |  | EAR99 | [6 empty] | 663051688476 | EA | 12 | USA | 8415.90.8025 | 8415.90.90.00 | CHPTA AlumaFin7â„¢ Cased Aluminum Evaporator Coil, Horizontal A, 1.5 Ton, 22 in Cabinet with TXV Expansion | 1.5T Cased Horizontal Evaporator R-32 Coil with TXV | [35 empty] | Yes | CHPTA1822B3 | [72 empty] | Painted | Cased | [15 empty] | 21 in | 17.5 in | 22 in | [7 empty] | TXV | [80 empty] | 1.5 | [9 empty] | 3/4 in |  |  | 3/8 in |  |  |  |  | R-32 | [10 empty] | Yes | CTN | 1 | 26.00 in | 21.00 in | 25.00 in |  |  |  | 54.00 in | 67.50 in | 50.00 in | 26.00 in | 21.00 in | 25.00 in |  | 13650.000 inÂ³ | 0.0000 | 13650.000 inÂ³ |  | 52.000 lb |  | 52.000 lb | ALL PARTS - 5 YEARS PARTS | ALL PARTS - 10 YEARS PARTS | ALL PARTS - 10 YEARS PARTS | 10 YEARS UNIT REPLACEMENT | 5 YEARS UNIT REPLACEMENT | 10 YEARS UNIT REPLACEMENT |  |  |  | ALL PARTS - 5 YEARS PARTS | ALL PARTS - 5 YEARS PARTS | ALL PARTS - 5 YEARS PARTS | 5 YEARS UNIT REPLACEMENT | 5 YEARS UNIT REPLACEMENT | 5 YEARS UNIT REPLACEMENT |  | CHPTA AlumaFin7â„¢ Evaporator Coil, Horizontal A, Ton | CHPTA AlumaFin7â„¢ Evaporator Coil, Horizontal A, Ton | CHPTA AlumaFin7â„¢ Cased Aluminum Evaporator Coil, Horizontal A, 1.5 Ton, 22 in Cabinet with TXV Expansion | Active | 0230K00007;0230K00044;HHCMK01;0230K00007;0230K00044;HHCMK01 | Equipment/Residential Split System/Coil
GR9S800804CN | Goodman | Unitary | Gas Furnace | Unitary Split System | Heating Only | Equipment | Indoor | Residential-Single Family | GR9S80 |  | Goodman 80% AFUE Gas Furnace Multi Speed ECM, Single Stage | 0.8 | Single-Stage Multi-Speed ECM Gas Furnace Up to 80% AFUE | High reliabilitynd quality;Durablend long-igniter life;Provisions for electronicir cleanernd humidifier;Energy Efficientnd quiet circulation;Self-diagnostic control board with constant memory;Simple installationnd setup;Quietnd simple operation | 1. Heavy-dutyluminized-steel tubular heat exchanger;2. "Silicon Nitride igniter";3. Color-coded low-voltage terminals;4. Multi-speed ECM blower motor with continuous fan speed;5. Fault code LED Output;6. Single-Stage gas Valve;7. Single-speed inducer draft blower |  | Ducted |  |  |  | EAR99 | [6 empty] | 663051684928 | EA | 4 |  |  |  | Goodman 80% AFUE Gas Furnace Multi Speed ECM, Single Stage, Upflow/Horizontal, 80000 BTUH/H, Non NOx Rated | fer uf furnace | 80 % | [33 empty] | Upflow/Horizontal | No | GR9S800804CN | [31 empty] | 35-65 Â°F | [12 empty] | 15 A |  |  | 12.45 A |  |  |  |  | 60 Hz | 1 Ph |  | 115 V |  |  |  | 1158 ftÂ³/min | [25 empty] | 10 in | 10 in |  |  | 28 in | 33-3/8 in | 21 in | [14 empty] | Air Cooled | [7 empty] | Multi Speed ECM |  |  |  |  | Non NOx Rated | [24 empty] | 132 lb |  | 3/4 metric hp | [26 empty] | 80000 Btu | 64,000 | [9 empty] | Single Stage | [24 empty] | Yes | CTN | 1 | 30.00 in | 35.50 in | 22.00 in |  |  |  | 60.00 in | 35.50 in | 44.00 in | 30.00 in | 35.50 in | 22.00 in |  | 23430.000 inÂ³ | 0.0000 | 23430.000 inÂ³ |  | 113.000 lb |  | 113.000 lb | ALL PARTS - 5 YEARS PARTS;HEAT EXCHANGER - 20 YEARS PARTS | HEAT EXCHANGER - 20 YEARS PARTS;ALL PARTS - 10 YEARS PARTS | HEAT EXCHANGER - 79 YEARS PARTS;HEAT EXCHANGER - 20 YEARS PARTS;ALL PARTS - 10 YEARS PARTS;ALL PARTS - 10 YEARS PARTS;HEAT EXCHANGER - LIFETIME PARTS | [6 empty] | ALL PARTS - 5 YEARS PARTS;HEAT EXCHANGER - 20 YEARS PARTS | ALL PARTS - 5 YEARS PARTS;HEAT EXCHANGER - 20 YEARS PARTS | HEAT EXCHANGER - 20 YEARS PARTS;ALL PARTS - 5 YEARS PARTS |  |  |  |  | Goodman 80% AFUE Gas Furnace Multi Speed ECM, Single Stage | Goodman 80% AFUE Gas Furnace Multi Speed ECM, Single Stage, Upflow/Horizontal, 80000 BTUH/H, Non NOx Rated | Goodman 80% AFUE Gas Furnace Multi Speed ECM, Single Stage, Upflow/Horizontal, 80000 BTUH/H, Non NOx Rated | Active |  | Equipment/Residential Split System/Gas Furnace
RX24BXVJU | Daikin | Ductless Mini-Splits | Mini-Split Heat Pump | Mini-Split | Heat Pump | Equipment | Outdoor | Residential-Single Family | RX_BXVJU | Daikin OTERRA | Daikin 20 Series Outdoor Mini-Split Heat Pump, Single Zone |  | 0.75-2.0 Ton Single Split Heat pump up to 12.5 EER2/20 SEER2/4.06 COP/10 HSPF2 | Energy Savings;Worry Free Operations;Long life of equipment | Inverter Technology;Swing Compressor;Auto Restart (after power failure);Self Diagnosis;Anti-Corrosion Treatment of Outdoor Heat Exchanger;Quiet Operations |  |  | No |  |  | EAR99 | [7 empty] | EA | 6 | Malaysia | 8415.90.8065 | 8415.90.90.00 | Daikin20 Outdoor Mini-Split Heat Pump, & HSPF, Single Zone, Inverter | 2.0 T Heatpump, Ductless, ODU Daikin OTERRA | [35 empty] | No | RX24BXVJU | [6 empty] | 114.8 Â°F | 50 Â°F | [6 empty] | 64.4 Â°F | 5 Â°F |  |  |  |  | 95 Â°F | 75 Â°F | 80 Â°F | 67 Â°F | 47 Â°F | 43 Â°F | 70 Â°F | 60 Â°F | [11 empty] | 55 | 20 A |  |  | L1, L2, L3, Ground | 20 A |  |  | 16.55 A |  |  |  |  | 60 Hz | 1 Ph |  | 208/230 V |  |  | 1879 ftÂ³/min | 1833 ftÂ³/min | [16 empty] | Inverter | Swing | [11 empty] | 13-13/16 in | 27-13/32 in | 36-5/8 in | [7 empty] | EEV | [6 empty] | Air Cooled | [5 empty] | 0.63 | [13 empty] | 53 dBA | 53 dBA | [16 empty] | 104 lb | [9 empty] | 24000 Btu/H | 7000 Btu/H | 21200 Btu/H |  |  |  | 6.21 kW | [6 empty] | 27600 Btu/H | 6200 Btu/H | 23600 Btu/H |  |  | 6.92 kW | [6 empty] | 2 |  | 0.21 |  | 3.86 lb | [6 empty] | 1/4 in |  |  | 5/8 in | 0 ft | 25 ft | PVE (FVC50K) | 33 ft | R-410A | 98 ft | 65 ft | [8 empty] | Yes | CTN | 1 | 43.00 in | 30.00 in | 18.00 in |  |  |  | 54.00 in | 65.00 in | 44.00 in | 43.00 in | 30.00 in | 18.00 in | 0 inÂ³ | 23220.000 inÂ³ | 0.0000 | 23220.000 inÂ³ | 0 inÂ³ | 112.000 lb |  | 112.000 lb | ALL PARTS - 5 YEARS PARTS | ALL PARTS - 12 YEARS PARTS | ALL PARTS - 12 YEARS PARTS | [6 empty] | ALL PARTS - 5 YEARS PARTS | ALL PARTS - 5 YEARS PARTS | ALL PARTS - 5 YEARS PARTS |  |  |  |  | 2.0 T Heatpump, Ductless, ODU Daikin OTERRA | 2.0 T Heatpump, Ductless, ODU Daikin OTERRA | 2.0 T Heatpump, Ductless, ODU Daikin OTERRA | Obsolete | DACA-WB-3;KEH063A4EA;KPW063B4E;DACA-WB-3 | Equipment/Mini-Split/Mini-Split Heat Pump
FTXC18AXVJU | Daikin | Ductless Mini-Splits | Mini-Split Fan Coils | Mini-Split | Heat Pump | Equipment | Indoor | Residential-Single Family | FTXC_AXVJU | Daikin ENTRA | Series Indoor Mini-Split Fan Coils |  | R-32 -- 0.75 - 2.0 Ton Wall Mounted Unit Heat Pump | 10 year limited parts and compressor warranty with online registration | Titanium apatite photocatalytic air purifying filter;Daikin Swing Compressor;Inverter Compressor |  | Wall Mounted | No |  |  | EAR99 | [7 empty] | EA | 12 | Malaysia | 8415.90.8065 | 8415.90.90.00 |  | Daikin Entra R-32 - 18K Indoor High Wall Unit |  | 213895724 | [13 empty] | No | [19 empty] | No | FTXC18AXVJU | [6 empty] | 114.8 Â°F | 50 Â°F | [6 empty] | 64.4 Â°F | 5 Â°F |  |  |  |  | 95 Â°F | 75 Â°F | 80 Â°F | 67 Â°F | 47 Â°F | 43 Â°F | 70 Â°F | 60 Â°F | [8 empty] | AC |  |  | 39 |  | 0.17 A |  | L1, L2, L3, Ground | [8 empty] | 60 Hz | 1 Ph |  | 208-230 V |  |  | 716 ftÂ³/min | 716 ftÂ³/min | 467 ftÂ³/min | 467 ftÂ³/min | 605 ftÂ³/min | 605 ftÂ³/min | 754 ftÂ³/min | 754 ftÂ³/min | 395 ftÂ³/min | 395 ftÂ³/min | [21 empty] | 11-1/3 in | 11-11/16 in | 39-9/16 in | [14 empty] | Air Cooled | [5 empty] | 0.61 | [13 empty] | 48 dBA | 46 dBA | 37 dBA | 36 dBA | 43 dBA | 41 dBA |  |  | 33 dBA | 33 dBA | [8 empty] | 30.5 lb | [11 empty] | 18100 Btu/H | 18000 Btu/H |  |  | 5.3 kW | [8 empty] | 18000 Btu/H |  |  | 5.28 kW | [6 empty] | 1.5 |  |  | 5/8 in | [7 empty] | 1/2 in |  |  | 1/4 in | 0 ft | 25 ft |  | 33 ft | R-32 | 98.5 ft | [9 empty] | Yes | CTN | 1 | 14.50 in | 14.50 in | 42.00 in | 10.75 in | 11.68 in | 39.56 in | 62.00 in | 48.50 in | 42.00 in | 10.75 in | 11.68 in | 39.56 in | 4967.15 inÂ³ | 8830.500 inÂ³ | 0.0000 | 8830.500 inÂ³ | 4967.15 inÂ³ | 36.000 lb | 30.5 lb | 36.000 lb | ALL PARTS - 5 YEARS PARTS | ALL PARTS - 10 YEARS PARTS | ALL PARTS - 10 YEARS PARTS | [6 empty] | ALL PARTS - 5 YEARS PARTS | ALL PARTS - 5 YEARS PARTS | ALL PARTS - 5 YEARS PARTS |  |  |  |  | Daikin Entra R-32 - 18K Indoor High Wall Unit | Daikin Entra R-32 - 18K Indoor High Wall Unit | Daikin Entra R-32 - 18K Indoor High Wall Unit | Active | AZAI6WSCDKB;AZAI6WSPDKC;BRC51D61;BRC944B2;DACA-CP1-1;DACA-CP4-1;DTST-LTE-LA-A;DTST-ONE-ADA-A;DTST-TOU-ADA-A;AZAI6WSCDKB;AZAI6WSPDKC;BRC51D61;BRC944B2;DACA-CP1-1;DACA-CP4-1;DTST-LTE-LA-A;DTST-ONE-ADA-A;DTST-TOU-ADA-A | Equipment/Mini-Split/Mini-Split Fan Coils
CAPTA3626B3 | Corporate | Unitary | Coil | Unitary Split System | Cooling Only | Equipment | Indoor | Residential-Single Family | CAPTA_3 | CAPTA AlumaFin7â„¢ | CAPTA AlumaFin7â„¢ Evaporator Coil, Upflow/Downflow, 3.0 Ton |  | CAPTA AlumaFin7â„¢ Evaporator Coil |  | All-Aluminum evaporator coil ;Optimized for use with R-32 refrigerant including circuits and manifolds;R-32 sensor designed for the life span of the coil;Factory-installed thermal expansion valves for cooling and heat pump applications;Standardized copper suction tube stub length;Check flowrator for cooling and heat pump applications;Vertical application;21" depth for easier attic access;Single front access panel;Foil-faced insulation covers the internal casing to reduce cabinet condensation;Galvanized, leather grain-embossed finish;Rust resistant, thermoplastic drain pan featuring a low water-retention design;DecaBDE-free thermoplastic drain pan with secondary drain connections;Drain pan rails designed to remove and reposition coils with ease without compromising structural integrity;UV-resistant drain pan;AHRI certified;ETL Listed |  | Ducted | No |  |  | EAR99 | [6 empty] | 663051688407 | EA | 8 | USA | 8415.90.8025 | 8415.90.90.00 | CAPTA AlumaFin7â„¢ Cased Evaporator Coil, Upflow/Downflow, 2.5-3.0 Ton, 17.5 in Cabinet with TXV Expansion | 3T Cased Upflow/Downflow R-32 Coil with TXV | [35 empty] | Yes | CAPTA3626B3 | [72 empty] | Painted | Cased | [15 empty] | 21 in | 26 in | 17.5 in | [7 empty] | TXV | [79 empty] | 3.0 | 2.5;3.0 |  | 3/4 in | [7 empty] | 7/8 in |  |  | 3/8 in |  |  |  |  | R-32 | [10 empty] | Yes | CTN | 1 | 26.25 in | 28.50 in | 20.00 in |  |  |  | 54.00 in | 61.50 in | 41.00 in | 26.25 in | 28.50 in | 20.00 in |  | 14962.500 inÂ³ | 0.0000 | 14962.500 inÂ³ |  | 54.000 lb |  | 54.000 lb | ALL PARTS - 5 YEARS PARTS | ALL PARTS - 10 YEARS PARTS | ALL PARTS - 10 YEARS PARTS | 10 YEARS UNIT REPLACEMENT | 5 YEARS UNIT REPLACEMENT | 10 YEARS UNIT REPLACEMENT |  |  |  | ALL PARTS - 5 YEARS PARTS | ALL PARTS - 5 YEARS PARTS | ALL PARTS - 5 YEARS PARTS | 5 YEARS UNIT REPLACEMENT | 5 YEARS UNIT REPLACEMENT | 5 YEARS UNIT REPLACEMENT |  | CAPTA AlumaFin7â„¢ Evaporator Coil, Upflow/Downflow, 3.0 Ton | CAPTA AlumaFin7â„¢ Evaporator Coil, Upflow/Downflow, 3.0 Ton | CAPTA AlumaFin7â„¢ Cased Evaporator Coil, Upflow/Downflow, 2.5-3.0 Ton, 17.5 in Cabinet with TXV Expansion | Active | 0230K00007;0230K00044;DPICX-BB;0230K00007;0230K00044 | Equipment/Residential Split System/Coil
GLXS3BN4210 | Goodman | Unitary | Split Air Conditioner | Unitary Split System | Cooling Only | Equipment | Outdoor | Residential-Single Family | GLXS3B | GLXS3B | Goodman Split Air Conditioner 13.4 SEER2, Single Stage | 13.4 SEER2 |  |  | Energy-Efficienct Compressor;Fully charged for 15' of tubing length;Copper tube/ enhanced aluminum fin coil-5mm diameter;Factory-installed filter drier;Sweat connection service valves with easy access to gauge ports;Enclosed contactor with lug connection;High-pressure switch;Capacitors with extended life;AHRI Certified;ETL Listed | Removable grille-style top design compliant with UL 60335-2-40;Venturi for increased velocity of airflow;Attractive Architectural Gray powder-paint finish with 500-hour salt-spray approval;Wire fan discharge grille;Steel louver coil guard;Top and side maintenance access;Single-panel access to controls with space provided for field-installed accessories;When properly anchored, meets the 2023 Florida Building Code unit integrity requirements for hurricane-type winds (Anchor bracket kits available.) |  | No | Non-Communicating |  | EAR99 | [6 empty] | 663051715905 | EA | 2 | USA | 8415.90.8085 | 8415.90.90.00 | Goodman Split Air Conditioner 13.4 SEER2, Single Stage, 3.5 Ton, Non-Communicating | 13.4 seer2 R-32 ac, 3.5t |  |  | 42000 Btu/H | [9 empty] | 11.2 |  |  | No | [12 empty] | 13.4 | [6 empty] | Yes | GLXS3BN4210 | [6 empty] | 115 Â°F | 55 Â°F | [12 empty] | 95 Â°F | 75 Â°F | [22 empty] | 30 A |  |  | 19.4 A |  |  |  |  | 60 Hz | 1 Ph |  | 208/230 V | 14.4 A | [19 empty] | Single Stage | Scroll | [11 empty] | 29 in | 35.75 in | 29 in | [34 empty] | 73 dBA | [17 empty] | 180 lb | [11 empty] | 39500 Btu/H | [22 empty] | 3.5 |  | 0.58 |  | 74 oz | [9 empty] | 3/8 in |  |  |  | 15 ft | R-32 | 200 ft | 79 ft |  |  | 1-1/8 in | [5 empty] | Yes | CTN | 1 | 30.50 in | 38.50 in | 30.00 in |  |  |  | 30.50 in | 38.50 in | 60.00 in | 30.50 in | 38.50 in | 30.00 in |  | 35227.500 inÂ³ | 0.0000 | 35227.500 inÂ³ |  | 195.000 lb |  | 195.000 lb | ALL PARTS - 5 YEARS PARTS | ALL PARTS - 10 YEARS PARTS | ALL PARTS - 10 YEARS PARTS | [6 empty] | ALL PARTS - 5 YEARS PARTS | ALL PARTS - 5 YEARS PARTS | ALL PARTS - 5 YEARS PARTS |  |  |  |  | Goodman Split Air Conditioner 13.4 SEER2, Single Stage | Goodman Split Air Conditioner 13.4 SEER2, Single Stage, 3.5 Ton, Non-Communicating | Goodman Split Air Conditioner 13.4 SEER2, Single Stage, 3.5 Ton, Non-Communicating | Active | 0130R00000S;0161R00128;ABK-20;ASC01A;CSR-U-2;FSK01A;LAKT01;LSK02A | Equipment/Residential Split System/Split Air Conditioner
CAPTA1818B3 | Corporate | Unitary | Coil | Unitary Split System | Cooling Only | Equipment | Indoor | Residential-Single Family | CAPTA_3 | CAPTA AlumaFin7â„¢ | CAPTA AlumaFin7â„¢ Evaporator Coil, Upflow/Downflow, 1.5 Ton |  | CAPTA AlumaFin7â„¢ Evaporator Coil |  | All-Aluminum evaporator coil ;Optimized for use with R-32 refrigerant including circuits and manifolds;R-32 sensor designed for the life span of the coil;Factory-installed thermal expansion valves for cooling and heat pump applications;Standardized copper suction tube stub length;Check flowrator for cooling and heat pump applications;Vertical application;21" depth for easier attic access;Single front access panel;Foil-faced insulation covers the internal casing to reduce cabinet condensation;Galvanized, leather grain-embossed finish;Rust resistant, thermoplastic drain pan featuring a low water-retention design;DecaBDE-free thermoplastic drain pan with secondary drain connections;Drain pan rails designed to remove and reposition coils with ease without compromising structural integrity;UV-resistant drain pan;AHRI certified;ETL Listed |  | Ducted | No |  |  | EAR99 | [6 empty] | 663051688315 | EA | 12 | USA | 8415.90.8025 | 8415.90.90.00 | CAPTA AlumaFin7â„¢ Cased Evaporator Coil, Upflow/Downflow, 1.5 Ton, 17.5 in Cabinet with TXV Expansion | 1.5T Cased Upflow/Downflow R-32 Coil with TXV | [35 empty] | Yes | CAPTA1818B3 | [72 empty] | Painted | Cased | [15 empty] | 21 in | 18 in | 17.5 in | [7 empty] | TXV | [79 empty] | 1.5 | 1.5 |  | 3/4 in | [7 empty] | 3/4 in |  |  | 3/8 in |  |  |  |  | R-32 | [10 empty] | Yes | CTN | 1 | 26.25 in | 20.50 in | 20.00 in |  |  |  | 54.00 in | 66.00 in | 41.00 in | 26.25 in | 20.50 in | 20.00 in |  | 10762.500 inÂ³ | 0.0000 | 10762.500 inÂ³ |  | 40.000 lb |  | 40.000 lb | ALL PARTS - 5 YEARS PARTS | ALL PARTS - 10 YEARS PARTS | ALL PARTS - 10 YEARS PARTS | 10 YEARS UNIT REPLACEMENT | 5 YEARS UNIT REPLACEMENT | 10 YEARS UNIT REPLACEMENT |  |  |  | ALL PARTS - 5 YEARS PARTS | ALL PARTS - 5 YEARS PARTS | ALL PARTS - 5 YEARS PARTS | 5 YEARS UNIT REPLACEMENT | 5 YEARS UNIT REPLACEMENT | 5 YEARS UNIT REPLACEMENT |  | CAPTA AlumaFin7â„¢ Evaporator Coil, Upflow/Downflow, 1.5 Ton | CAPTA AlumaFin7â„¢ Evaporator Coil, Upflow/Downflow, 1.5 Ton | CAPTA AlumaFin7â„¢ Cased Evaporator Coil, Upflow/Downflow, 1.5 Ton, 17.5 in Cabinet with TXV Expansion | Active | 0230K00007;0230K00044;DPICX-BB;0230K00007;0230K00044 | Equipment/Residential Split System/Coil
GR9T800603AN | Goodman | Unitary | Gas Furnace | Unitary Split System | Heating Only | Equipment | Indoor | Residential-Single Family | GR9T80 |  | Goodman 80% AFUE Gas Furnace Nine Speed ECM, Two Stage | 0.8 | Two-Stage Multi-Speed ECM Gas Furnace up to 80% AFUE | High reliabilitynd quality;Durablend long igniter life;Provisions for electronicir cleanernd humidifier;Quietnd Economical heating;Energy Efficientnd quiet circulation;Self-diagnostic control board with constant memory;Operates on two-stage or single-stage thermostats;Easy Connection for EACnd Humidifier | Heavy-dutyluminized-steel tubular heat exchanger;"Silicon Nitride igniter";Color-coded low-voltage terminals;Two-Stage gas valve;Multi-speed ECM blower motor with continuous fan speed;Fault code LED Output;Two-stage gas valve;Furnace control board with self-diagnosticsnd provisions for electronicir cleanernd 120-volt or 24-volt humidifiers |  | Ducted |  |  |  | EAR99 | [6 empty] | 663051685543 | EA | 6 |  |  |  | Goodman 80% AFUE Gas Furnace Nine Speed ECM, Two Stage, Upflow/Horizontal, 60000 BTUH/H, Non NOx Rated | fer uf furnace | 80 % | [33 empty] | Upflow/Horizontal | No | GR9T800603AN | [31 empty] | 20-50 Â°F | [12 empty] | 15 A |  |  | 8.7 A |  |  |  |  | 60 Hz | 1 Ph |  | 115 V |  |  |  | 1200 ftÂ³/min | [25 empty] | 10 in | 6 in |  |  | 28 in | 33-3/8 in | 14 in |  | Yes | [12 empty] | Air Cooled | [7 empty] | Nine Speed ECM |  |  |  |  | Non NOx Rated | [24 empty] | 107 lb |  | 1/2 metric hp | [26 empty] | 60000 Btu | 48,000 |  | 42,000 | 33,600 | [6 empty] | Two Stage | [19 empty] | 4 in |  |  |  |  | Yes | CTN | 1 | 30.00 in | 35.50 in | 15.00 in |  |  |  | 60.00 in | 35.50 in | 45.00 in | 30.00 in | 35.50 in | 15.00 in |  | 15975.000 inÂ³ | 0.0000 | 15975.000 inÂ³ |  | 94.000 lb |  | 94.000 lb | HEAT EXCHANGER - 20 YEARS PARTS;ALL PARTS - 5 YEARS PARTS | ALL PARTS - 10 YEARS PARTS;HEAT EXCHANGER - 20 YEARS PARTS | ALL PARTS - 10 YEARS PARTS;HEAT EXCHANGER - 79 YEARS PARTS;HEAT EXCHANGER - LIFETIME PARTS;HEAT EXCHANGER - 20 YEARS PARTS;ALL PARTS - 10 YEARS PARTS |  |  | HEAT EXCHANGER - 10 YEARS UNIT REPLACEMENT;HEAT EXCHANGER - 10 YEARS UNIT REPLACEMENT |  |  |  | HEAT EXCHANGER - 20 YEARS PARTS;ALL PARTS - 5 YEARS PARTS | ALL PARTS - 5 YEARS PARTS;HEAT EXCHANGER - 20 YEARS PARTS | ALL PARTS - 5 YEARS PARTS;HEAT EXCHANGER - 20 YEARS PARTS |  |  |  |  | Goodman 80% AFUE Gas Furnace Nine Speed ECM, Two Stage | Goodman 80% AFUE Gas Furnace Nine Speed ECM, Two Stage, Upflow/Horizontal, 60000 BTUH/H, Non NOx Rated | Goodman 80% AFUE Gas Furnace Nine Speed ECM, Two Stage, Upflow/Horizontal, 60000 BTUH/H, Non NOx Rated | Active |  | Equipment/Residential Split System/Gas Furnace
CAPFA2422C3 | Corporate | Unitary | Coil | Unitary Split System | Cooling Only | Equipment | Indoor | Residential-Single Family | CAPFA_32 | CAPFA AlumaFin7â„¢ | CAPFA AlumaFin7â„¢ Evaporator Coil, Upflow/Downflow, 2 Ton |  | CAPFA AlumaFin7â„¢ Evaporator Coil |  | All-Aluminum evaporator coil;Optimized for use with R-32 refrigerant including circuits and manifolds;R-32 sensor designed for the life span of the coil;Factory-installed optimized metering device (piston);Standardized copper suction tube stub length;21" depth for easier attic access;Single front access panel;Foil-faced insulation covers the internal casing to reduce cabinet condensation;Vertical application;Galvanized, leather grain-embossed finish;Rust resistant, thermoplastic drain pans featuring a low water-retention design;DecaBDE-free thermoplastic drain pan with secondary drain connections;Drain pan rails designed to remove and reposition coils with ease without compromising structural integrity;UV-resistant drain pan;AHRI certified;ETL listed |  | Ducted | No |  |  | EAR99 | [6 empty] | 663051696228 | EA | 12 | USA | 8415.90.8025 | 8415.90.90.00 | CAPFA AlumaFin7â„¢ Cased Aluminum Evaporator Coil, Upflow/Downflow, 1.5-2 Ton, 22 in Cabinet with Orifice Expansion | 2T Cased Upflow/Downflow R-32 Coil | [35 empty] | Yes | CAPFA2422C3 | [72 empty] | Painted | Cased | [15 empty] | 21 in | 21 in | 22 in |  |  |  |  | 3 | 17 |  | Orifice | [79 empty] | 2 | 1.5;2 |  | 3/4 in | [7 empty] | 3/4 in |  |  | 3/8 in |  |  |  |  | R-32 | [10 empty] | Yes | CTN | 1 | 26.25 in | 24.50 in | 23.50 in |  |  |  | 54.00 in | 78.00 in | 50.00 in | 26.25 in | 24.50 in | 23.50 in |  | 15113.437 inÂ³ | 0.0000 | 15113.437 inÂ³ |  | 49.000 lb |  | 49.000 lb | ALL PARTS - 5 YEARS PARTS | ALL PARTS - 10 YEARS PARTS | ALL PARTS - 10 YEARS PARTS | 10 YEARS UNIT REPLACEMENT | 5 YEARS UNIT REPLACEMENT | 10 YEARS UNIT REPLACEMENT | [10 empty] | CAPFA AlumaFin7â„¢ Evaporator Coil, Upflow/Downflow, 2 Ton | CAPFA AlumaFin7â„¢ Evaporator Coil, Upflow/Downflow, 2 Ton | CAPFA AlumaFin7â„¢ Cased Aluminum Evaporator Coil, Upflow/Downflow, 1.5-2 Ton, 22 in Cabinet with Orifice Expansion | Active | DPICX-CB | Equipment/Residential Split System/Coil
FTK09BXVJU | Daikin | Ductless Mini-Splits | Mini-Split Fan Coils | Mini-Split | Cooling Only | Equipment | Indoor | Residential-Single Family | FTK_BXVJU | Daikin OTERRA | Daikin20Series Indoor Mini-Split Fan Coils, Single Zone |  | 3/4 - 2 Ton Wall Mounted Unit Cooling only | Energy Saving;Uniform Airflow;Quiet operations;Clean air;Easy to clean;Drain Pipe can be attached on either side | inverter;Power-airflow Flap;Wide Angle Louvers;Verticle Auto Swing;Auto Fan Speed;Quiet Operations;Programme Dry Function;Fan Only Mode;Sleep Mode;R/C with Backlight;Catechin Filter/Green Tea Filter;Titanium Apatite Air-Purifying Filter;Wipe Clean Flat Panel;Auto Restart (after Power Failure);Self Diagnosis;Either Side Drain (Right or Left) |  | Wall Mounted | No |  |  | EAR99 | [7 empty] | EA | 20 | Malaysia | 8415.90.8065 | 8415.90.90.00 |  | Daikin OTERRA 3/4 Ton AC only mini split indoor unit | [35 empty] | No | FTK09BXVJU | [6 empty] | 114.8 Â°F | 50 Â°F | [12 empty] | 95 Â°F | 75 Â°F | 80 Â°F | 67 Â°F | [12 empty] | AC |  |  |  |  | 0.35 A |  | L1, L2, L3, Ground | [8 empty] | 60 Hz | 1 Ph |  | 208/230 V |  |  | 431 ftÂ³/min |  | 249 ftÂ³/min |  | 322 ftÂ³/min |  | 466 ftÂ³/min |  | 142 ftÂ³/min | [10 empty] | Swing | [11 empty] | 9-27/32 in | 11-1/3 in | 30-29/32 in | [14 empty] | Air Cooled | [5 empty] | 0.09 | [13 empty] | 44 dBA |  | 30 dBA |  | 37 dBA |  |  |  | 19 dBA | [9 empty] | 20.3 lb | [11 empty] | 8900 Btu/H |  |  |  | 2.61 kW | [18 empty] | 0.75 |  |  | 5/8 in | [7 empty] | 3/8 in |  |  | 1/4 in | 0 ft | 25 ft | PVE (FVC50K) | 33 ft | R-410A | 66 ft | 49 ft | [8 empty] | Yes | CTN | 1 | 32.75 in | 13.00 in | 14.25 in |  |  |  | 53.00 in | 70.00 in | 44.00 in | 32.75 in | 13.00 in | 14.25 in | 0 inÂ³ | 6066.937 inÂ³ | 0.0000 | 6066.937 inÂ³ | 0 inÂ³ | 24.750 lb | 24.7 lb | 24.750 lb | ALL PARTS - 5 YEARS PARTS | ALL PARTS - 12 YEARS PARTS | ALL PARTS - 12 YEARS PARTS | [6 empty] | ALL PARTS - 5 YEARS PARTS | ALL PARTS - 5 YEARS PARTS | ALL PARTS - 5 YEARS PARTS |  |  |  |  | Daikin OTERRA 3/4 Ton AC only mini split indoor unit | Daikin OTERRA 3/4 Ton AC only mini split indoor unit | Daikin OTERRA 3/4 Ton AC only mini split indoor unit | Obsolete | AZAI6WSCDKB;AZAI6WSPDKC;BRC51D61;DACA-CP1-1;DACA-CP4-1;DTST-LTE-LA-A;DTST-ONE-ADA-A;KRP928BB2S;AZAI6WSCDKB;AZAI6WSPDKC;BRC51D61;DACA-CP1-1;DACA-CP4-1;DTST-LTE-LA-A;DTST-ONE-ADA-A
AMST36CU1300 | Corporate | Unitary | Air Handler | Unitary Split System | Air Handler | Equipment | Indoor | Residential-Single Family | AMST_32 | AMST | AMST Air Handler, Nine Speed ECM Motor, 3 Ton |  | Multi-Position, Multi-Speed, ECM-Based Air Handler with Internal TXV 1Â½ to 5 Tons | All-Aluminum tube/aluminum fin coil;Direct-drive, resilient-mount, 9-speed ECM motor;Available without heat or with sequence-controlled and rust-resistant nickel chromium heating elements of 5, 6, 8 or 10 kW;High-efficiency evaporator coil;Quiet operation;Primary/secondary drain connection in a high-temperature plastic drain pan;Suitable for free-return installation (non-ducted return air);Galvanized-steel construction;Factory-installed pull-type disconnect;Easy service access;AHRI Certified; ETL Listed | Internal factory-installed thermal expansion valves for cooling and heat pump applications;Direct drive, 9-speed ECM blower motor;Factory installed 7mm AlumaFin7â„¢ Evaporator Coil on 1Â½ to 3Â½ Ton models and 3/8 in. Evaporator Coil on 4 to 5 Ton models;All-aluminum evaporator coil with high-performance coated fin stock;Coil mounting track for quick repositioning;Optimized for use with R-32 refrigerant with factory installed leak detection sensor for A2L mitigation.;Cabinet air leakage less than 2.0% at 1.0 inch H2O when tested in accordance with ASHRAE standard 193;Cabinet air leakage less than 1.4% at 0.5 inch H2O when tested in accordance with ASHRAE standard 193;3 kW â€“ 25 kW electric heater kits;AHRI certified;ETL listed | Rigid SmartFrame cabinet;Horizontal or vertical configuration capabilities;21â€ depth for easier attic access;DecaBDE-free thermoplastic drain pan with secondary drain connections;Screw-less sides and back helps to reduce condensation when installed in humid locations;Foil-faced insulation covers the internal casing to reduce cabinet condensation;Galvanized, leather grain-embossed finish;Glue-less cabinet insulation retention;Tool-less filter access | Ducted Multi-position | No |  |  | EAR99 | [6 empty] | 663051689183 | EA | 4 | USA | 8415.90.8085 | 8415.90.90.00 | AMST Ducted Multi-position Air Handler, Nine Speed ECM Motor, 2-5 Ton, 21-1/8 in Cabinet with TXV Expansion, | Multi-Position, Multi-Speed, ECB-Based Air Handler with Internal TXV R-32 |  |  | 36000 Btu/H | [32 empty] | Yes | AMST36CU1300 | [41 empty] | 5.7 A |  |  | 15 A |  | 253 V | 7.1 A | 197 V |  |  |  | 60 Hz | 1 Ph |  | 208/230 V | [29 empty] | 10 in | 8 in |  |  | 21 in | 49 in | 21-1/8 in | [6 empty] | 1345 r/min | TXV | [14 empty] | Nine Speed ECM | [6 empty] | 9 | [22 empty] | 153 lb |  | 3/4 metric hp | [32 empty] | 3 | 2;5 |  | 3/4 in | 0.5 oz | [6 empty] | 3/4 in |  |  | 3/8 in |  |  |  |  | R-32 | [10 empty] | Yes | CTN | 1 | 23.00 in | 53.00 in | 22.00 in |  |  |  | 46.00 in | 53.00 in | 44.00 in | 23.00 in | 53.00 in | 22.00 in |  | 26818.000 inÂ³ | 0.0000 | 26818.000 inÂ³ |  | 136.000 lb |  | 136.000 lb | ALL PARTS - 5 YEARS PARTS | ALL PARTS - 10 YEARS PARTS | ALL PARTS - 10 YEARS PARTS | [6 empty] | ALL PARTS - 5 YEARS PARTS | ALL PARTS - 5 YEARS PARTS | ALL PARTS - 5 YEARS PARTS |  |  |  |  | Multi-Position, Multi-Speed, ECB-Based Air Handler with Internal TXV R-32 | Multi-Position, Multi-Speed, ECB-Based Air Handler with Internal TXV R-32 | Multi-Position, Multi-Speed, ECB-Based Air Handler with Internal TXV R-32 | Active | HKTSD05X1;HKTSD08X1;HKTSD10X1;HKTSD15XA;HKTSD15XB;HKTSD19CA;HKTSD19CB;HKTSN03X1;HKTSN05X1;HKTSN06X1;HKTSN08X1;HKTSN10X1;HKTSN15X3 | Equipment/Residential Split System/Air Handler
FTX12BXVJU | Daikin | Ductless Mini-Splits | Mini-Split Fan Coils | Mini-Split | Heat Pump | Equipment | Indoor | Residential-Single Family | FTX_BXVJU | Daikin OTERRA | Series Indoor Mini-Split Fan Coils |  | 0.75 - 2.0 Ton Wall Mounted Unit Heat Pump | Inverter Technology Reduces Energy Cost;Uniform Air Circualtion;Optimal Comfort;Quiet Operations;Clean and Purified Indoor Air;Easy to Clean;Worry Free operation | Inverter;Power-airflow Dual Flaps;Wide Angle Louvers;Vericle Auto-Swing (Up and Down);Auto Fan Speed;Quiet Operation;Auto Defrosting;Automatic Operation;Programme Dry Function;Fan Only Mode;Sleep mode;R/C with backlight & Signal Receiving Sign;Catechin Filter/Green Tea Filter;Titanium Apatite Air-Purifying Filter;Wipe Clean Flat Panel;Auto Restart (after power failure);Self-Diagnosis |  |  | No |  |  | EAR99 | [7 empty] | EA | 20 | Malaysia | 8415.90.8065 | 8415.90.90.00 |  | 1 Ton, Heat Pump, Wall mounted IDU Daikin OTERRA | [35 empty] | No | FTX12BXVJU | [6 empty] | 114.8 Â°F | 50 Â°F | [6 empty] | 64.4 Â°F | 5 Â°F |  |  |  |  | 95 Â°F | 75 Â°F | 80 Â°F | 67 Â°F | 47 Â°F | 43 Â°F | 70 Â°F | 60 Â°F | [8 empty] | AC | [6 empty] | L1, L2, L3, Ground | 15 A |  |  | 12.4 A |  |  |  |  | 60 Hz | 1 Ph |  | 208/230 V |  |  | 436 ftÂ³/min | 412 ftÂ³/min | 247 ftÂ³/min | 247 ftÂ³/min | 316 ftÂ³/min | 316 ftÂ³/min | 473 ftÂ³/min | 473 ftÂ³/min | 132 ftÂ³/min | 210 ftÂ³/min | [21 empty] | 9-27/32 in | 11-1/3 in | 30-29/32 in | [14 empty] | Air Cooled | [5 empty] | 0.18 | [13 empty] | 46 dBA | 45 dBA | 32 dBA | 31 dBA | 38 dBA | 37 dBA |  |  | 19 dBA | 26 dBA | [8 empty] | 21.4 lb | [11 empty] | 10900 Btu/H |  |  |  | 3.2 kW | [8 empty] | 13500 Btu/H |  |  | 3.96 kW | [6 empty] | 1 |  |  | 5/8 in | [7 empty] | 3/8 in |  |  | 1/4 in | 0 ft | 25 ft |  |  | R-410A | 66 ft | [9 empty] | Yes | CTN | 1 | 33.00 in | 13.00 in | 14.00 in |  |  |  | 53.00 in | 70.00 in | 44.00 in | 33.00 in | 13.00 in | 14.00 in | 0 inÂ³ | 6006.000 inÂ³ | 0.0000 | 6006.000 inÂ³ | 0 inÂ³ | 26.000 lb |  | 26.000 lb | ALL PARTS - 5 YEARS PARTS | ALL PARTS - 12 YEARS PARTS | ALL PARTS - 12 YEARS PARTS | [6 empty] | ALL PARTS - 5 YEARS PARTS | ALL PARTS - 5 YEARS PARTS | ALL PARTS - 5 YEARS PARTS |  |  |  |  | 1 Ton, Heat Pump, Wall mounted IDU Daikin OTERRA | 1 Ton, Heat Pump, Wall mounted IDU Daikin OTERRA | 1 Ton, Heat Pump, Wall mounted IDU Daikin OTERRA | Obsolete | AZAI6WSCDKB;AZAI6WSPDKC;BRC51D61;DACA-CP1-1;DACA-CP4-1;DTST-LTE-LA-A;DTST-ONE-ADA-A;KRP928BB2S;AZAI6WSCDKB;AZAI6WSPDKC;BRC51D61;DACA-CP1-1;DACA-CP4-1;DTST-LTE-LA-A;DTST-ONE-ADA-A | Equipment/Mini-Split/Mini-Split Fan Coils
GLZS4MA3610 | Goodman | Unitary | Split Heat Pump | Unitary Split System | Heat Pump | Equipment | Outdoor | Residential-Single Family | GLZS4M | GLZSM4 | Goodman Split Heat Pump 14.3 SEER2, Single Stage | 14.3 SEER2 | Energy-Efficient Multi-Family R-32 Split System Heat Pump, up to 15.2 SEER2 and 7.8 HSPF2, 1-1/2 to 3 Tons | Meets the 2023 M1 Test Standards | High-efficiency compressor;SmartShiftÂ® technology to ensure quiet reliable defrost;Enhanced aluminum fin coil- 5 mm diameter on 1.5T-3.5 Ton;Enhanced aluminum fin coil with 7mm diameter copper tubes in 4.0- to 5.0-ton;Single-speed PSC condenser fan motor;Factory-installed bi-flow liquid-line filter drier;Factory-installed suction-line accumulator;Factory-installed compressor crankcase heater;Factory-installed high-capacity muffler;High- and low-pressure switches;Service valves with sweat connections and easy access to gauge ports;Fully charged for 15â€™ of tubing length;Fully enclosed contractor with lug connection;Ground lug connection;Capacitors with extended life;AHRI Certified;ETL Listed | Removable grille-style top design compliant with UL 60335-2-40;Steel louver coil guard;Heavy-gauge galvanized-steel cabinet;Attractive Architectural Gray powder-paint finish with 500-hour salt-spray approval;Top and side maintenance access;When properly anchored, meets the 2023 Florida Building Code unit integrity requirements for hurricane-type winds (Anchor bracket kits available). | Ducted | No |  |  | EAR99 |  | Yes |  |  | R32 Outdoor |  | 663051689725 | EA | 1 |  |  |  | Goodman GLZSM4 Split Heat Pump 14.3 SEER2, Single Stage, Ton, | 14.3 SEER2 HP R32, 3 Ton | [12 empty] | 12.5 |  |  | No | 36000 Btu/H |  | 7.5 | [9 empty] | 15 | [6 empty] | No | GLZS4MA3610 | [6 empty] | 125 Â°F | 55 Â°F | [6 empty] | 70 Â°F | -20 Â°F |  |  |  |  | 95 Â°F | 75 Â°F |  |  | 47 Â°F | 43 Â°F | [18 empty] | 35 A |  | 253 V | 21.5 A | 197 V |  |  |  | 60 Hz | 1 Ph |  | 208/240 V | 16.4 A | [19 empty] | Single Stage | Scroll | [11 empty] | 35.5 in | 35.75 in | 35.5 in | [7 empty] | TXV | [26 empty] | 75 dBA | [17 empty] | 208 lb | [11 empty] | 35000 Btu/H | [12 empty] | 35000 Btu/H | [11 empty] | 0.58 |  | 83 oz | [9 empty] | 3/8 in |  |  |  | 15 ft | R-32 | 200 ft | 79 ft |  |  | 7/8 in | [5 empty] | Yes | CTN | 1 | 37.00 in | 38.50 in | 37.00 in |  |  |  | 37.00 in | 38.50 in | 37.00 in | 37.00 in | 38.50 in | 37.00 in |  | 52706.500 inÂ³ | 0.0000 | 52706.500 inÂ³ |  | 223.000 lb |  | 223.000 lb | ALL PARTS - 5 YEARS PARTS | ALL PARTS - 10 YEARS PARTS | ALL PARTS - 10 YEARS PARTS | [6 empty] | ALL PARTS - 5 YEARS PARTS | ALL PARTS - 5 YEARS PARTS | ALL PARTS - 5 YEARS PARTS |  |  |  |  | Goodman Split Heat Pump 14.3 SEER2, Single Stage | Goodman GLZSM4 Split Heat Pump 14.3 SEER2 & HSPF, Single Stage, Ton, | Goodman GLZSM4 Split Heat Pump 14.3 SEER2 & HSPF, Single Stage, Ton, | Active | 0161R00128;ABK-20;ASC01A;CSR-U-1;FSK01A;LSK02A;OT18-60A;0161R00128 | Equipment/Residential Split System/Split Heat Pump
FTXV09AVJU9 | Daikin | Ductless Mini-Splits | Multi-Split Fan Coil | Multi-Split | Cooling Only | Equipment | Indoor | Residential-Single Family | FTXV_AVJU9 | Multi-Split Fan Coil Indoor | Multi-Split Fan Coil Indoor Indoor Multi-Split Fan Coil |  | R-32 0.75 - 2.0 Ton Wall Mounted Unit | Quiet operation | 12 Year limited Warranty for Parts and Compressor |  | Wall Mounted | Yes |  |  | EAR99 | [7 empty] | EA | 8 | Mexico | 8415.90.8065 | 8415.90.90.00 |  | 3/4 Ton Wall Mount R-32 | [35 empty] | No | FTXV09AVJU9 | [43 empty] | L1, L2, L3, G | [14 empty] | 381 ftÂ³/min | 385 ftÂ³/min | 230 ftÂ³/min | 230 ftÂ³/min | 272 ftÂ³/min | 304 ftÂ³/min |  |  | 166 ftÂ³/min | 194 ftÂ³/min | [21 empty] | 8-3/4 in | 11-1/4 in | 30-5/16 in | [14 empty] | Air Cooled | [19 empty] | 43 dBA | 41 dBA | 31 dBA | 28 dBA | 35 dBA | 35 dBA |  |  | 24 dBA | 25 dBA | [8 empty] | 19 lb | [34 empty] | 0.75 |  |  | 5/8 in | [7 empty] | 3/8 in |  |  | 1/4 in |  |  |  |  | R-32 | [10 empty] | Yes | CTN | 1 | 33.00 in | 12.50 in | 14.50 in |  |  |  | 48.00 in | 30.00 in | 45.00 in | 33.00 in | 12.50 in | 14.50 in |  | 5981.000 inÂ³ | 0.0000 | 5981.000 inÂ³ |  | 25.000 lb |  | 25.000 lb | ALL PARTS - 5 YEARS PARTS | ALL PARTS - 12 YEARS PARTS | ALL PARTS - 12 YEARS PARTS | [6 empty] | ALL PARTS - 5 YEARS PARTS | ALL PARTS - 5 YEARS PARTS | ALL PARTS - 5 YEARS PARTS |  |  |  |  | 3/4 Ton Wall Mount R-32 | 3/4 Ton Wall Mount R-32 | 3/4 Ton Wall Mount R-32 | Active | AZAI6WSCDKB;AZAI6WSPDKC;BRC944B2;BRCW901A03;BRCW901A08;DACA-CP1-1;DTST-LTE-ADA-A;DTST-ONE-ADA-A;DTST-TOU-ADA-A;KAF970A46;KRP067A41;KRP928BB2S;AZAI6WSCDKB;AZAI6WSPDKC;BRC944B2;BRCW901A03;BRCW901A08;DACA-CP1-1;DTST-LTE-ADA-A;DTST-LTE-LA-A;DTST-ONE-ADA-A;DTST-TOU-ADA-A;KAF970A46;KRP067A41;KRP928BB2S | Equipment/Multi-Split/Multi-Split Fan Coil
GR9T800805CX | Goodman | Unitary | Gas Furnace | Unitary Split System | Heating Only | Equipment | Indoor | Residential-Single Family | GR9T80 |  | Goodman 80% AFUE Gas Furnace Multi Speed ECM, Two Stage | 0.8 | Two-Stage Multi-Speed ECM Gas Furnace up to 80% AFUE | High reliabilitynd quality;Durablend long igniter life;Provisions for electronicir cleanernd humidifier;Quietnd Economical heating;Energy Efficientnd quiet circulation;Self-diagnostic control board with constant memory;Operates on two-stage or single-stage thermostats;Easy Connection for EACnd Humidifier | Heavy-dutyluminized-steel tubular heat exchanger;"Silicon Nitride igniter";Color-coded low-voltage terminals;Two-Stage gas valve;Multi-speed ECM blower motor with continuous fan speed;Fault code LED Output;Two-stage gas valve;Furnace control board with self-diagnosticsnd provisions for electronicir cleanernd 120-volt or 24-volt humidifiers |  | Ducted |  |  |  | EAR99 | [6 empty] | 663051685659 | EA | 4 |  |  |  | Goodman 80% AFUE Gas Furnace Multi Speed ECM, Two Stage, Upflow/Horizontal, 80000 BTUH/H, Low NOx | fer uf furnace | 80 % | [33 empty] | Upflow/Horizontal | No | GR9T800805CX | [31 empty] | 25-55 Â°F | [12 empty] | 20 A |  |  | 15.32 A |  |  |  |  | 60 Hz | 1 Ph |  | 115 V | [29 empty] | 10 in | 10 in |  |  | 28 in | 33-3/8 in | 21 in | [14 empty] | Air Cooled | [7 empty] | Multi Speed ECM |  |  |  |  | Low NOx | [24 empty] | 129 lb |  | 1 metric hp | [26 empty] | 80000 Btu | 64,000 |  | 56,000 | 44,800 | [6 empty] | Two Stage | [24 empty] | Yes | CTN | 1 | 30.00 in | 35.50 in | 22.00 in |  |  |  | 60.00 in | 35.50 in | 44.00 in | 30.00 in | 35.50 in | 22.00 in |  | 23430.000 inÂ³ | 0.0000 | 23430.000 inÂ³ |  | 118.000 lb |  | 118.000 lb | ALL PARTS - 5 YEARS PARTS;HEAT EXCHANGER - 20 YEARS PARTS | HEAT EXCHANGER - 20 YEARS PARTS;ALL PARTS - 10 YEARS PARTS | HEAT EXCHANGER - 20 YEARS PARTS;ALL PARTS - 10 YEARS PARTS;HEAT EXCHANGER - LIFETIME PARTS;HEAT EXCHANGER - 79 YEARS PARTS;ALL PARTS - 10 YEARS PARTS |  |  | HEAT EXCHANGER - 10 YEARS UNIT REPLACEMENT;HEAT EXCHANGER - 10 YEARS UNIT REPLACEMENT |  |  |  | ALL PARTS - 5 YEARS PARTS;HEAT EXCHANGER - 20 YEARS PARTS | ALL PARTS - 5 YEARS PARTS;HEAT EXCHANGER - 20 YEARS PARTS | ALL PARTS - 5 YEARS PARTS;HEAT EXCHANGER - 20 YEARS PARTS |  |  |  |  | Goodman 80% AFUE Gas Furnace Multi Speed ECM, Two Stage | Goodman 80% AFUE Gas Furnace Multi Speed ECM, Two Stage, Upflow/Horizontal, 80000 BTUH/H, Low NOx | Goodman 80% AFUE Gas Furnace Multi Speed ECM, Two Stage, Upflow/Horizontal, 80000 BTUH/H, Low NOx | Active |  | Equipment/Residential Split System/Gas Furnace
GR9S921004CN | Goodman | Unitary | Gas Furnace | Unitary Split System | Heating Only | Equipment | Indoor | Residential-Single Family | GR9S92 |  | Goodman 92% AFUE Gas Furnace Multi Speed ECM, Single Stage | 0.92 | Single-Stage Multi-Speed ECM Gas Furnace Up to 92% AFUE | High reliabilitynd qualityFaster condensate water drainagend no unit water leakageDurablend long igniter lifeProvisions for electronicir cleanernd humidifierEnergy Efficientnd quiet circulationLower NOx emissionSelf-diagnostic control board with constant memorySimple installationnd setupQuietnd simple operation | Heavy-dutyluminized-steel tubular heat exchangerStainless-steel sloped secondary heat exchanger"Silicon Nitride igniter"Color-coded low-voltage terminals Multi-speed ECM blower motor with continuous fan speedAll models comply with California 40 ng/J Fault code LED OutputSingle-Stage gas ValveSingle-speed inducer draft blower |  | Ducted |  |  |  | EAR99 | [6 empty] | 663051686199 | EA | 4 | USA | 7322.90.0015 | 7322.90.10.21 | Goodman 92% AFUE Gas Furnace Multi Speed ECM, Single Stage, Upflow/Horizontal, 100000 BTUH/H, Low NOx | fer uf furnace | 92 % | [33 empty] | Upflow/Horizontal | Yes | GR9S921004CN | [31 empty] | 35-65 Â°F | [12 empty] | 20 A |  |  | 13.7 A |  |  |  |  | 60 Hz | 1 Ph |  | 115 V | [29 empty] | 10 in | 10 in |  |  | 28 in | 33-3/8 in | 21 in | [14 empty] | Air Cooled | [7 empty] | Multi Speed ECM |  |  |  |  | Low NOx | [24 empty] | 141 lb |  | 0.75 metric hp | [26 empty] | 100000 Btu | 92100 | [9 empty] | Single Stage | [24 empty] | Yes | CTN | 1 | 30.00 in | 38.50 in | 22.00 in |  |  |  | 60.00 in | 38.50 in | 44.00 in | 30.00 in | 38.50 in | 22.00 in |  | 25410.000 inÂ³ | 0.0000 | 25410.000 inÂ³ |  | 170.000 lb |  | 170.000 lb | ALL PARTS - 5 YEARS PARTS;HEAT EXCHANGER - 20 YEARS PARTS | ALL PARTS - 10 YEARS PARTS;HEAT EXCHANGER - 20 YEARS PARTS | ALL PARTS - 10 YEARS PARTS;HEAT EXCHANGER - LIFETIME PARTS;ALL PARTS - 10 YEARS PARTS;HEAT EXCHANGER - 20 YEARS PARTS;HEAT EXCHANGER - 79 YEARS PARTS | [6 empty] | ALL PARTS - 5 YEARS PARTS;HEAT EXCHANGER - 20 YEARS PARTS | ALL PARTS - 5 YEARS PARTS;HEAT EXCHANGER - 20 YEARS PARTS | ALL PARTS - 5 YEARS PARTS;HEAT EXCHANGER - 20 YEARS PARTS |  |  |  |  | Goodman 92% AFUE Gas Furnace Multi Speed ECM, Single Stage | Goodman 92% AFUE Gas Furnace Multi Speed ECM, Single Stage, Upflow/Horizontal, 100000 BTUH/H, Low NOx | Goodman 92% AFUE Gas Furnace Multi Speed ECM, Single Stage, Upflow/Horizontal, 100000 BTUH/H, Low NOx | Active |  | Equipment/Residential Split System/Gas Furnace
GR9S960804CN | Goodman | Unitary | Gas Furnace | Unitary Split System | Heating Only | Equipment | Indoor | Residential-Single Family | GR9S96 |  | Goodman 96% AFUE Gas Furnace Nine Speed ECM, Single Stage | 0.96 | Single-Stage Multi-Speed ECM Gas Furnace Up to 96% AFUE | 1. High reliabilitynd quality;2. Faster condensate water drainagend no unit water leakage;3. Durablend long igniter life;4. Provisions for electronicir cleanernd humidifier;5. Energy Efficientnd quiet circulation;6. Self-diagnostic control board with constant memory;7. Meets the performance requirements forHRI certificationnd complies with ETL Northmerican safety standards.;8. Tax Credit;9. Simple installationnd setup;10. Easy Connection for EACnd Humidifier;11. Extra option forir flow;12. High staticirflow capability;13. Lower NOx emission | 1. Heavy-dutyluminized-steel tubular heat exchanger;2. Stainless-steel sloped secondary heat exchanger;3. Silicon Nitride igniter;4. Color-coded low-voltage terminals;5. Multi-speed ECM blower motor with continuous fan speed;6. Fault code LED Output;7.HRI Certified - ETL Listed;8. Energy Star;9. Single-Stage gas Valve;10. Furnace control board with self-diagnosticsnd provisions for electronicir cleanernd 120-volt or 24-volt humidifiers;11. Low constant fan speed circulatesir throughout the home;12. High static;13.ll models comply with California Ultra-Low N0x 14 ng/J |  | Ducted | No |  |  | EAR99 | [6 empty] | 663051686250 | EA | 4 | USA | 7322.90.0015 | 7322.90.10.21 | Goodman 96% AFUE Gas Furnace Nine Speed ECM, Single Stage, Upflow/Horizontal, 80000 BTUH/H, Low NOx | fer uf furnace | 96 % | [33 empty] | Upflow/Horizontal | Yes | GR9S960804CN | [31 empty] | 25-55 Â°F | [12 empty] | 20 A |  |  | 13.7 A |  |  |  |  | 60 Hz | 1 Ph |  | 115 V |  |  |  | 1600 ftÂ³/min | [8 empty] | Yes | [16 empty] | 11 in | 10 in |  |  | 28 in | 33-3/8 in | 21 in |  | Yes | [12 empty] | Air Cooled | [7 empty] | Nine Speed ECM |  |  |  |  | Low NOx | [24 empty] | 116 lb |  | 0.75 metric hp | [26 empty] | 80000 Btu | 77600 | [9 empty] | Single Stage | [19 empty] | 4 in |  |  |  |  | Yes | CTN | 1 | 30.00 in | 38.50 in | 22.00 in |  |  |  | 60.00 in | 38.50 in | 44.00 in | 30.00 in | 38.50 in | 22.00 in |  | 25410.000 inÂ³ | 0.0000 | 25410.000 inÂ³ |  | 170.000 lb |  | 170.000 lb | ALL PARTS - 5 YEARS PARTS;HEAT EXCHANGER - 20 YEARS PARTS | HEAT EXCHANGER - 20 YEARS PARTS;ALL PARTS - 10 YEARS PARTS | HEAT EXCHANGER - 79 YEARS PARTS;HEAT EXCHANGER - LIFETIME PARTS;ALL PARTS - 10 YEARS PARTS;ALL PARTS - 10 YEARS PARTS;HEAT EXCHANGER - 20 YEARS PARTS |  |  | HEAT EXCHANGER - 10 YEARS UNIT REPLACEMENT;HEAT EXCHANGER - 10 YEARS UNIT REPLACEMENT |  |  |  | ALL PARTS - 5 YEARS PARTS;HEAT EXCHANGER - 20 YEARS PARTS | HEAT EXCHANGER - 20 YEARS PARTS;ALL PARTS - 5 YEARS PARTS | HEAT EXCHANGER - 20 YEARS PARTS;ALL PARTS - 5 YEARS PARTS |  |  |  |  | Goodman 96% AFUE Gas Furnace Nine Speed ECM, Single Stage | Goodman 96% AFUE Gas Furnace Nine Speed ECM, Single Stage, Upflow/Horizontal, 80000 BTUH/H, Low NOx | Goodman 96% AFUE Gas Furnace Nine Speed ECM, Single Stage, Upflow/Horizontal, 80000 BTUH/H, Low NOx | Active |  | Equipment/Residential Split System/Gas Furnace
GD9S960804CN | Goodman | Unitary | Gas Furnace | Unitary Split System | Heating Only | Equipment | Indoor | Residential-Single Family | GD9S96 |  | Goodman 96% AFUE Gas Furnace Multi Speed ECM, Single Stage | 0.96 | Single Stage Multi-Speed ECM Downflow Gas Furnace Up to 96% AFUE | 1. High reliabilitynd quality;2. Faster condensate water drainagend no unit water leakage;3. Durablend long igniter life;4. Provisions for electronicir cleanernd humidifier;5. Energy Efficientnd quiet circulation;6. Lower NOx emission;7. Self-diagnostic control board with constant memory;8. Meets the performance requirements forHRI certificationnd complies with ETL Northmerican safety standards;9. Operates on two-stage or single-stage thermostats;10. Easy Connection for EACnd Humidifier | Heavy-dutyluminized-steel tubular heat exchanger;Stainless-steel secondary heat exchanger;Single-stage gas valve;Durable Silicon Nitride igniter;Quiet single-speed induced draft blower;Self-diagnostic control board with constant memory fault code history output to LED;All models comply with California 40 ng/J Low NOx emissions standard;Can no longer be installed in Californiaâ€™s South Coastir Quality Management District (SCAQMD) on orfter October 1, 2019;AHRI Certified; ETL Listed |  | Ducted | No |  |  | EAR99 | [6 empty] | 663051686113 | EA | 4 | USA | 7322.90.0015 | 7322.90.10.21 | Goodman 96% AFUE Gas Furnace Multi Speed ECM, Single Stage, Downflow/Horizontal, 80000 BTUH/H, Low NOx | fer cf furnace | 96 % | [33 empty] | Downflow/Horizontal | Yes | GD9S960804CN | [31 empty] | 40-70 Â°F | [12 empty] | 20 A |  |  | 13.7 A |  |  |  |  | 60 Hz | 1 Ph |  | 115 V | [29 empty] | 11 in | 10 in |  |  | 28 in | 33-3/8 in | 21 in | [14 empty] | Air Cooled | [7 empty] | Multi Speed ECM |  |  |  |  | Low NOx | [24 empty] | 141 lb |  | 0.75 metric hp | [26 empty] | 80000 Btu | 76880 | [9 empty] | Single Stage | [24 empty] | Yes | CTN | 1 | 30.00 in | 38.50 in | 22.00 in |  |  |  | 60.00 in | 38.50 in | 44.00 in | 30.00 in | 38.50 in | 22.00 in |  | 25410.000 inÂ³ | 0.0000 | 25410.000 inÂ³ |  | 170.000 lb |  | 170.000 lb | ALL PARTS - 5 YEARS PARTS;HEAT EXCHANGER - 20 YEARS PARTS | ALL PARTS - 10 YEARS PARTS;HEAT EXCHANGER - 20 YEARS PARTS | HEAT EXCHANGER - 20 YEARS PARTS;HEAT EXCHANGER - LIFETIME PARTS;ALL PARTS - 10 YEARS PARTS;HEAT EXCHANGER - 79 YEARS PARTS;ALL PARTS - 10 YEARS PARTS |  |  | HEAT EXCHANGER - 10 YEARS UNIT REPLACEMENT;HEAT EXCHANGER - 10 YEARS UNIT REPLACEMENT |  |  |  | ALL PARTS - 5 YEARS PARTS;HEAT EXCHANGER - 20 YEARS PARTS | ALL PARTS - 5 YEARS PARTS;HEAT EXCHANGER - 20 YEARS PARTS | ALL PARTS - 5 YEARS PARTS;HEAT EXCHANGER - 20 YEARS PARTS |  |  |  |  | Goodman 96% AFUE Gas Furnace Multi Speed ECM, Single Stage | Goodman 96% AFUE Gas Furnace Multi Speed ECM, Single Stage, Downflow/Horizontal, 80000 BTUH/H, Low NOx | Goodman 96% AFUE Gas Furnace Multi Speed ECM, Single Stage, Downflow/Horizontal, 80000 BTUH/H, Low NOx | Active |  | Equipment/Residential Split System/Gas Furnace
GLZS4BA6010 | Goodman | Unitary | Split Heat Pump | Unitary Split System | Heat Pump | Equipment | Outdoor | Residential-Single Family | GLZS4B | GLZS4B | Goodman Split Heat Pump 15.2 SEER2, Single Stage | 15.2 SEER2 | Energy-Efficient Standard Family R-32 Split System Heat Pump, up to 15.2 SEER2 and 7.8 HSPF2, 1-1/2 to 5Tons | Meets the 2023 M1 Test Standards | High-Efficiency Compressor;SmartShift technology to ensure quiet reliable defrost;Factory-installed bi-flow liquid line filter drier;Factory-installed suction-line accumulator;Factory-installed compressor crankcase heater;Factory-installed high-capacity muffler;Enhanched aluminum fin coil with 5mm diameter coper tubes in 1.5 -to 3.5 ton;Enhanched aluminum fin coil with 7mm diameter coper tubes in 4.0 -to 5.0 ton;High and low-pressure switches;Fully charged for 15â€™ of tubing length;Service valves with sweat connections and easy-to-access gauge ports;Fully enclosed contactor with lug connection;Ground lug connection;Single-speed PSC condenser fan motor;Capacitor with extended life;AHRI Certified;ETL Listed | Removable grille style top design compliant with UL 60335-2-40;Steel louver coil guard;Heavy-gauge galvanized-steel cabinet;Attractive Architectural Gray powder-paint finish with 500-hour salt-spray approval;Top and side maintenance access;When properly anchored, meets the 2023 Florida Building Code unit integrity requirements for hurricane-type winds (Anchor bracket kits available | Ducted | No |  |  | EAR99 |  | Yes |  |  | R32 Outdoor |  | 663051689688 | EA | 1 | USA | 8415.90.8085 | 8415.90.90.00 | Goodman GLZS4B Split Heat Pump 15.2 SEER2, Single Stage, Ton, | 14.3 SEER2 HP R32, 5 Ton | [12 empty] | 12.5 |  |  | No | 60000 Btu/H |  | 8.2 | [9 empty] | 14.5 | [6 empty] | Yes | GLZS4BA6010 | [6 empty] | 125 Â°F | 55 Â°F | [6 empty] | 70 Â°F | -20 Â°F |  |  |  |  | 95 Â°F | 75 Â°F |  |  | 47 Â°F | 43 Â°F | [18 empty] | 50 A |  |  | 31.1 A |  |  |  |  | 60 Hz | 1 Ph |  | 208/240 V | 23.9 A | [19 empty] | Single Stage | Scroll | [11 empty] | 35.5 in | 41.75 in | 35.5 in | [7 empty] | TXV | [26 empty] | 75 dBA | [17 empty] | 300 lb | [11 empty] | 56500 Btu/H | [12 empty] | 57000 Btu/H | [11 empty] | 0.64 |  | 194 oz | [9 empty] | 3/8 in |  |  |  | 15 ft | R-32 | 200 ft | 79 ft | [8 empty] | Yes | CTN | 1 | 37.00 in | 44.00 in | 37.00 in |  |  |  | 37.00 in | 44.00 in | 37.00 in | 37.00 in | 44.00 in | 37.00 in |  | 60236.000 inÂ³ | 0.0000 | 60236.000 inÂ³ |  | 314.000 lb |  | 314.000 lb | ALL PARTS - 5 YEARS PARTS | ALL PARTS - 10 YEARS PARTS | ALL PARTS - 10 YEARS PARTS | [6 empty] | ALL PARTS - 5 YEARS PARTS | ALL PARTS - 5 YEARS PARTS | ALL PARTS - 5 YEARS PARTS |  |  |  |  | Goodman Split Heat Pump 15.2 SEER2, Single Stage | Goodman GLZS4B Split Heat Pump 15.2 SEER2 & HSPF, Single Stage, Ton, | Goodman GLZS4B Split Heat Pump 15.2 SEER2 & HSPF, Single Stage, Ton, | Active | 0161R00128;ABK-20;ASC01A;CSR-U-2;CSR-U-3;FSK01A;LSK02A;OT18-60A;0161R00128 | Equipment/Residential Split System/Split Heat Pump
GD9S800603AX | Goodman | Unitary | Gas Furnace | Unitary Split System | Heating Only | Equipment | Indoor | Residential-Single Family | GD9S80 |  | Goodman 80% AFUE Gas Furnace Nine Speed ECM, Single Stage | 0.8 | Single-Stage Multi-Speed ECM Gas Furnace 80% AFUE | Higher reliabilitynd quality;Durablend long igniter life;Provisions for electronicir cleanernd humidifier;Energy Efficientnd quiet circulation;Self-diagnostic control board with constant memory;Simple installationnd setup;Quietnd simple operation | Heavy-duty stainless-steel tubular heat exchanger;"Silicon Nitride igniter";Color-coded low-voltage terminals;Multi-speed ECM blower motor with continuous fan speed;Fault code LED Output;Single-Stage gas Valve;Single-speed inducer draft blower |  | Ducted |  |  |  | EAR99 | [6 empty] | 663051684751 | EA | 6 |  |  |  | Goodman 80% AFUE Gas Furnace Nine Speed ECM, Single Stage, Downflow/Horizontal, 60000 BTUH/H, Low NOx | fer cf furnace | 80 % | [33 empty] | Downflow/Horizontal | No | GD9S800603AX | [31 empty] | 30-60 Â°F | [12 empty] | 15 A |  |  | 8.7 A |  |  |  |  | 60 Hz | 1 Ph |  | 115 V |  |  |  | 1200 ftÂ³/min | [25 empty] | 10 in | 6 in |  |  | 28 in | 33-3/8 in | 14 in |  | Yes | [12 empty] | Air Cooled | [7 empty] | Nine Speed ECM |  |  |  |  | Low NOx | 3 | [23 empty] | 94 lb |  | 1/2 metric hp | [26 empty] | 60000 Btu | 48,000 | [9 empty] | Single Stage | [19 empty] | 4 in |  |  |  |  | Yes | CTN | 1 | 30.00 in | 35.50 in | 15.00 in |  |  |  | 60.00 in | 35.50 in | 45.00 in | 30.00 in | 35.50 in | 15.00 in |  | 15975.000 inÂ³ | 0.0000 | 15975.000 inÂ³ |  | 96.000 lb |  | 96.000 lb | ALL PARTS - 5 YEARS PARTS;HEAT EXCHANGER - 20 YEARS PARTS | ALL PARTS - 10 YEARS PARTS;HEAT EXCHANGER - 20 YEARS PARTS | HEAT EXCHANGER - LIFETIME PARTS;HEAT EXCHANGER - 79 YEARS PARTS;ALL PARTS - 10 YEARS PARTS;HEAT EXCHANGER - 20 YEARS PARTS;ALL PARTS - 10 YEARS PARTS | [6 empty] | ALL PARTS - 5 YEARS PARTS;HEAT EXCHANGER - 20 YEARS PARTS | HEAT EXCHANGER - 20 YEARS PARTS;ALL PARTS - 5 YEARS PARTS | ALL PARTS - 5 YEARS PARTS;HEAT EXCHANGER - 20 YEARS PARTS |  |  |  |  | Goodman 80% AFUE Gas Furnace Nine Speed ECM, Single Stage | Goodman 80% AFUE Gas Furnace Nine Speed ECM, Single Stage, Downflow/Horizontal, 60000 BTUH/H, Low NOx | Goodman 80% AFUE Gas Furnace Nine Speed ECM, Single Stage, Downflow/Horizontal, 60000 BTUH/H, Low NOx | Active |  | Equipment/Residential Split System/Gas Furnace
GR9S920403AN | Goodman | Unitary | Gas Furnace | Unitary Split System | Heating Only | Equipment | Indoor | Residential-Single Family | GR9S92 |  | Goodman 92% AFUE Gas Furnace Multi Speed ECM, Single Stage | 0.92 | Single-Stage Multi-Speed ECM Gas Furnace Up to 92% AFUE | High reliabilitynd qualityFaster condensate water drainagend no unit water leakageDurablend long igniter lifeProvisions for electronicir cleanernd humidifierEnergy Efficientnd quiet circulationLower NOx emissionSelf-diagnostic control board with constant memorySimple installationnd setupQuietnd simple operation | Heavy-dutyluminized-steel tubular heat exchangerStainless-steel sloped secondary heat exchanger"Silicon Nitride igniter"Color-coded low-voltage terminals Multi-speed ECM blower motor with continuous fan speedAll models comply with California 40 ng/J Fault code LED OutputSingle-Stage gas ValveSingle-speed inducer draft blower |  | Ducted |  |  |  | EAR99 | [6 empty] | 663051686144 | EA | 6 |  |  |  | Goodman 92% AFUE Gas Furnace Multi Speed ECM, Single Stage, Upflow/Horizontal, 40000 BTUH/H, Low NOx | fer uf furnace | 92 % | [33 empty] | Upflow/Horizontal | No | GR9S920403AN | [31 empty] | 30-60 Â°F | [12 empty] | 15 A |  |  | 9.7 A |  |  |  |  | 60 Hz | 1 Ph |  | 115 V | [29 empty] | 10 in | 6 in |  |  | 28 in | 33-3/8 in | 14 in | [14 empty] | Air Cooled | [7 empty] | Multi Speed ECM |  |  |  |  | Low NOx | [24 empty] | 106 lb |  | 0.5 metric hp | [26 empty] | 40000 Btu | 36840 | [9 empty] | Single Stage | [24 empty] | Yes | CTN | 1 | 30.00 in | 38.50 in | 15.00 in |  |  |  | 60.00 in | 38.50 in | 45.00 in | 30.00 in | 38.50 in | 15.00 in |  | 17325.000 inÂ³ | 0.0000 | 17325.000 inÂ³ |  | 102.500 lb |  | 102.500 lb | ALL PARTS - 5 YEARS PARTS;HEAT EXCHANGER - 20 YEARS PARTS | ALL PARTS - 10 YEARS PARTS;HEAT EXCHANGER - 20 YEARS PARTS | ALL PARTS - 10 YEARS PARTS;ALL PARTS - 10 YEARS PARTS;HEAT EXCHANGER - 79 YEARS PARTS;HEAT EXCHANGER - LIFETIME PARTS;HEAT EXCHANGER - 20 YEARS PARTS | [6 empty] | HEAT EXCHANGER - 20 YEARS PARTS;ALL PARTS - 5 YEARS PARTS | HEAT EXCHANGER - 20 YEARS PARTS;ALL PARTS - 5 YEARS PARTS | HEAT EXCHANGER - 20 YEARS PARTS;ALL PARTS - 5 YEARS PARTS |  |  |  |  | Goodman 92% AFUE Gas Furnace Multi Speed ECM, Single Stage | Goodman 92% AFUE Gas Furnace Multi Speed ECM, Single Stage, Upflow/Horizontal, 40000 BTUH/H, Low NOx | Goodman 92% AFUE Gas Furnace Multi Speed ECM, Single Stage, Upflow/Horizontal, 40000 BTUH/H, Low NOx | Active |  | Equipment/Residential Split System/Gas Furnace
GD9T961005CN | Goodman | Unitary | Gas Furnace | Unitary Split System | Heating Only | Equipment | Indoor | Residential-Single Family | GD9T96 | GD9T96 | Goodman 96% AFUE Gas Furnace Multi Speed ECM, Two Stage | 0.96 | Two Stage, Multi-Speed ECM Gas Furnace Up to 96% AFUE | "1. High reliability and quality2. Faster condensate water drainage and no unit water leakage3. Durable and long igniter life4. Provisions for electronic air cleaner and humidifier5. Energy Efficient and quiet circulation6. Lower NOx emission7. Self-diagnostic control board with constant memory8. Meets the performance requirements for AHRI certification and complies with ETL North American safety standards9. Operates on two-stage or single-stage thermostats10. Easy Connection for EAC and Humidifier" | "1. Heavy-duty aluminized-steel tubular heat exchanger2. Stainless-steel sloped secondary heat exchanger3. Silicon Nitride igniter4. Color-coded low-voltage terminals 5. Multi-speed ECM blower motor with continuous fan speed6. All models comply with California 40 ng/J 7. Fault code LED Output8. AHRI Certified and ETL Listed9. Two-stage gas valve10. Furnace control board with self-diagnostics and provisions for electronic air cleaner and 120-volt or 24-volt humidifiers" |  | Ducted | No |  |  | EAR99 | [6 empty] | 663051686687 | EA | 4 | USA | 7322.90.0015 | 7322.90.10.21 | Goodman 96% AFUE GD9T96 Gas Furnace Multi Speed ECM, Two Stage, Downflow/Horizontal, 100000 Btu BTUH/H, Low NOx | 96% eem cflow furnace | 96 % | [33 empty] | Downflow/Horizontal | Yes | GD9T961005CN | [31 empty] | 35-65 Â°F | 30-60 Â°F | [11 empty] | 25 A |  |  | 14.4 A |  |  |  |  | 60 Hz | 1 Ph |  | 115 V |  |  |  | 1736 ftÂ³/min |  | 1248 ftÂ³/min | [23 empty] | 11 in | 10 in |  |  | 28 in | 33-3/8 in | 21 in | [14 empty] | Air Cooled | [7 empty] | Multi Speed ECM |  |  |  |  | Low NOx | [24 empty] | 140 lb |  | 1 metric hp | [26 empty] | 100000 Btu | 96000 |  | 70000 | 67200 | [6 empty] | Two Stage | [24 empty] | Yes | CTN | 1 | 30.00 in | 38.50 in | 22.00 in |  |  |  | 60.00 in | 38.50 in | 44.00 in | 30.00 in | 38.50 in | 22.00 in |  | 25410.000 inÂ³ | 0.0000 | 25410.000 inÂ³ |  | 170.000 lb |  | 170.000 lb | ALL PARTS - 5 YEARS PARTS;HEAT EXCHANGER - 20 YEARS PARTS | ALL PARTS - 10 YEARS PARTS;HEAT EXCHANGER - 20 YEARS PARTS | ALL PARTS - 10 YEARS PARTS;HEAT EXCHANGER - LIFETIME PARTS;ALL PARTS - 10 YEARS PARTS;HEAT EXCHANGER - 20 YEARS PARTS;HEAT EXCHANGER - 79 YEARS PARTS |  |  | HEAT EXCHANGER - 10 YEARS UNIT REPLACEMENT;HEAT EXCHANGER - 10 YEARS UNIT REPLACEMENT |  |  |  | HEAT EXCHANGER - 20 YEARS PARTS;ALL PARTS - 5 YEARS PARTS | ALL PARTS - 5 YEARS PARTS;HEAT EXCHANGER - 20 YEARS PARTS | ALL PARTS - 5 YEARS PARTS;HEAT EXCHANGER - 20 YEARS PARTS |  |  |  |  | Goodman 96% AFUE Gas Furnace Multi Speed ECM, Two Stage | Goodman 96% AFUE Gas Furnace Multi Speed ECM, Two Stage, Downflow/Horizontal, 100000 BTUH/H, Low NOx | Goodman 96% AFUE Gas Furnace Multi Speed ECM, Two Stage, Downflow/Horizontal, 100000 BTUH/H, Low NOx | Active |  | Equipment/Residential Split System/Gas Furnace
2MXT18AVJU9 | Daikin | Ductless Mini-Splits | Multi-Split Heat Pump | Multi-Split | Heat Pump | Equipment | Outdoor | Residential-Single Family | 2MXT_AVJU9 | AURORA Multi | Daikin AURORA Multi Series Outdoor Multi-Split Heat Pump, |  | 1.5 Ton 2-Port Heat Pump Cold Climate | 12 Year Limited Parts Warranty w/ online registration ;PAM control;Energy efficient operation;Quiet outdoor unit operation;Unit perfroms self diagnosis and indicates using LED lights" | Night Quiet Mode;Automatic Defrost;Quick Warming Function;Priority Room Setting;Cool/Heat mode lock;Self Diagnosis;Wiring error check function;Anti-corrosion treatment of outdoor;heat exchanger" |  |  | No |  | Southeast;Southwest;North | EAR99 | [7 empty] | EA | 8 | Mexico | 8415.90.8065 | 8415.90.90.00 | Daikin AURORA Multi Outdoor Multi-Split Heat Pump, & HSPF, Inverter | Daikin AURORA R-32 1.5-Ton, 2-Port Heat Pump, Ductless ODU |  | 214837760 | [12 empty] | 12 | Yes |  |  |  |  | 10 | [11 empty] | 21 |  |  | No | 2MXT18AVJU9 | [6 empty] | 114.8 Â°F | 14 Â°F | [6 empty] | 60 Â°F | -13 Â°F |  |  |  |  | 95 Â°F | 75 Â°F | 80 Â°F | 67 Â°F | 47 Â°F | 43 Â°F | 70 Â°F | 60 Â°F | [11 empty] | 150 | 20 A |  |  | L1, L2, L3, Ground | 20 A | 17 A |  | 18.7 A |  | 0.46 A |  |  | 60 Hz | 1 Ph |  | 208-230 V | 17 A |  | 2462 ftÂ³/min | 2140 ftÂ³/min | 1911 ftÂ³/min | 1070 ftÂ³/min | 2112 ftÂ³/min | 2140 ftÂ³/min | [12 empty] | Inverter | Swing | [11 empty] | 12-5/8 in | 29-1/2 in | 34-1/4 in | [7 empty] | EEV | [6 empty] | Air Cooled |  |  | 2 | [16 empty] | 52 dBA | 54 dBA | [16 empty] | 139 lb | [11 empty] | 17200 Btu/H | [12 empty] | 18000 Btu/H | [9 empty] | 1.5 |  | 0.22 | 5/8 in | 4.9 lb | [6 empty] | 3/8 in |  |  | 1/4 in | 0 ft | 25 ft | PVE (FVC50K) | 98.4 ft | R-32 | 164 ft | 49.25 ft | [8 empty] | Yes | CTN | 1 | 16.00 in | 32.00 in | 40.00 in |  |  |  | 60.00 in | 69.00 in | 48.00 in | 16.00 in | 32.00 in | 40.00 in |  | 20480.000 inÂ³ | 0.0000 | 20480.000 inÂ³ |  | 147.000 lb |  | 147.000 lb | ALL PARTS - 5 YEARS PARTS | ALL PARTS - 12 YEARS PARTS | ALL PARTS - 12 YEARS PARTS | [6 empty] | ALL PARTS - 5 YEARS PARTS | ALL PARTS - 5 YEARS PARTS | ALL PARTS - 5 YEARS PARTS |  |  |  |  | Daikin AURORA R-32 1.5-Ton, 2-Port Heat Pump, Ductless ODU | Daikin AURORA R-32 1.5-Ton, 2-Port Heat Pump, Ductless ODU | Daikin AURORA R-32 1.5-Ton, 2-Port Heat Pump, Ductless ODU | Active | KEH064A41;KPS063A41;KPS063A44;KPS063A47;KPW063B4 | Equipment/Multi-Split/Multi-Split Heat Pump
GD9S960403BN | Goodman | Unitary | Gas Furnace | Unitary Split System | Heating Only | Equipment | Indoor | Residential-Single Family | GD9S96 |  | Goodman 96% AFUE Gas Furnace Multi Speed ECM, Single Stage | 0.96 | Single Stage Multi-Speed ECM Downflow Gas Furnace Up to 96% AFUE | 1. High reliabilitynd quality;2. Faster condensate water drainagend no unit water leakage;3. Durablend long igniter life;4. Provisions for electronicir cleanernd humidifier;5. Energy Efficientnd quiet circulation;6. Lower NOx emission;7. Self-diagnostic control board with constant memory;8. Meets the performance requirements forHRI certificationnd complies with ETL Northmerican safety standards;9. Operates on two-stage or single-stage thermostats;10. Easy Connection for EACnd Humidifier | Heavy-dutyluminized-steel tubular heat exchanger;Stainless-steel secondary heat exchanger;Single-stage gas valve;Durable Silicon Nitride igniter;Quiet single-speed induced draft blower;Self-diagnostic control board with constant memory fault code history output to LED;All models comply with California 40 ng/J Low NOx emissions standard;Can no longer be installed in Californiaâ€™s South Coastir Quality Management District (SCAQMD) on orfter October 1, 2019;AHRI Certified; ETL Listed |  | Ducted | No |  |  | EAR99 | [6 empty] | 663051686090 | EA | 4 | USA | 7322.90.0015 | 7322.90.10.21 | Goodman 96% AFUE Gas Furnace Multi Speed ECM, Single Stage, Downflow/Horizontal, 40000 BTUH/H, Low NOx | fer cf furnace | 96 % | [33 empty] | Downflow/Horizontal | Yes | GD9S960403BN | [31 empty] | 25-55 Â°F | [12 empty] | 15 A |  |  | 10.1 A |  |  |  |  | 60 Hz | 1 Ph |  | 115 V | [29 empty] | 11 in | 8 in |  |  | 28 in | 33-3/8 in | 17-1/2 in | [14 empty] | Air Cooled | [7 empty] | Multi Speed ECM |  |  |  |  | Low NOx | [24 empty] | 113 lb |  | 0.5 metric hp | [26 empty] | 40000 Btu | 38440 | [9 empty] | Single Stage | [24 empty] | Yes | CTN | 1 | 30.00 in | 38.50 in | 18.50 in |  |  |  | 60.00 in | 38.50 in | 37.00 in | 30.00 in | 38.50 in | 18.50 in |  | 21367.500 inÂ³ | 0.0000 | 21367.500 inÂ³ |  | 117.000 lb |  | 117.000 lb | HEAT EXCHANGER - 20 YEARS PARTS;ALL PARTS - 5 YEARS PARTS | HEAT EXCHANGER - 20 YEARS PARTS;ALL PARTS - 10 YEARS PARTS | ALL PARTS - 10 YEARS PARTS;HEAT EXCHANGER - 79 YEARS PARTS;HEAT EXCHANGER - LIFETIME PARTS;ALL PARTS - 10 YEARS PARTS;HEAT EXCHANGER - 20 YEARS PARTS |  |  | HEAT EXCHANGER - 10 YEARS UNIT REPLACEMENT;HEAT EXCHANGER - 10 YEARS UNIT REPLACEMENT |  |  |  | HEAT EXCHANGER - 20 YEARS PARTS;ALL PARTS - 5 YEARS PARTS | ALL PARTS - 5 YEARS PARTS;HEAT EXCHANGER - 20 YEARS PARTS | HEAT EXCHANGER - 20 YEARS PARTS;ALL PARTS - 5 YEARS PARTS |  |  |  |  | Goodman 96% AFUE Gas Furnace Multi Speed ECM, Single Stage | Goodman 96% AFUE Gas Furnace Multi Speed ECM, Single Stage, Downflow/Horizontal, 40000 BTUH/H, Low NOx | Goodman 96% AFUE Gas Furnace Multi Speed ECM, Single Stage, Downflow/Horizontal, 40000 BTUH/H, Low NOx | Active |  | Equipment/Residential Split System/Gas Furnace
CAPTA3026C3 | Corporate | Unitary | Coil | Unitary Split System | Cooling Only | Equipment | Indoor | Residential-Single Family | CAPTA_3 | CAPTA AlumaFin7â„¢ | CAPTA AlumaFin7â„¢ Evaporator Coil, Upflow/Downflow, 2.5 Ton |  | CAPTA AlumaFin7â„¢ Evaporator Coil |  | All-Aluminum evaporator coil ;Optimized for use with R-32 refrigerant including circuits and manifolds;R-32 sensor designed for the life span of the coil;Factory-installed thermal expansion valves for cooling and heat pump applications;Standardized copper suction tube stub length;Check flowrator for cooling and heat pump applications;Vertical application;21" depth for easier attic access;Single front access panel;Foil-faced insulation covers the internal casing to reduce cabinet condensation;Galvanized, leather grain-embossed finish;Rust resistant, thermoplastic drain pan featuring a low water-retention design;DecaBDE-free thermoplastic drain pan with secondary drain connections;Drain pan rails designed to remove and reposition coils with ease without compromising structural integrity;UV-resistant drain pan;AHRI certified;ETL Listed |  | Ducted | No |  |  | EAR99 | [6 empty] | 663051688391 | EA | 8 | USA | 8415.90.8025 | 8415.90.90.00 | CAPTA AlumaFin7â„¢ Cased Evaporator Coil, Upflow/Downflow, 2.0-2.5 Ton, 21 in Cabinet with TXV Expansion | 2.5T Cased Upflow/Downflow R-32 Coil with TXV | [35 empty] | Yes | CAPTA3026C3 | [72 empty] | Painted | Cased | [15 empty] | 21 in | 26 in | 21 in | [7 empty] | TXV | [79 empty] | 2.5 | 2.0;2.5 |  | 3/4 in | [7 empty] | 7/8 in |  |  | 3/8 in |  |  |  |  | R-32 | [10 empty] | Yes | CTN | 1 | 26.25 in | 28.50 in | 23.50 in |  |  |  | 54.00 in | 61.50 in | 50.00 in | 26.25 in | 28.50 in | 23.50 in |  | 17580.937 inÂ³ | 0.0000 | 17580.937 inÂ³ |  | 57.000 lb |  | 57.000 lb | ALL PARTS - 5 YEARS PARTS | ALL PARTS - 10 YEARS PARTS | ALL PARTS - 10 YEARS PARTS | 10 YEARS UNIT REPLACEMENT | 5 YEARS UNIT REPLACEMENT | 10 YEARS UNIT REPLACEMENT |  |  |  | ALL PARTS - 5 YEARS PARTS | ALL PARTS - 5 YEARS PARTS | ALL PARTS - 5 YEARS PARTS | 5 YEARS UNIT REPLACEMENT | 5 YEARS UNIT REPLACEMENT | 5 YEARS UNIT REPLACEMENT |  | CAPTA AlumaFin7â„¢ Evaporator Coil, Upflow/Downflow, 2.5 Ton | CAPTA AlumaFin7â„¢ Evaporator Coil, Upflow/Downflow, 2.5 Ton | CAPTA AlumaFin7â„¢ Cased Evaporator Coil, Upflow/Downflow, 2.0-2.5 Ton, 21 in Cabinet with TXV Expansion | Active | 0230K00007;0230K00044;DPICX-CB;0230K00007;0230K00044 | Equipment/Residential Split System/Coil
MBVC2001AA-1 | Corporate | Unitary | Air Handler | Unitary Split System | Air Handler | Equipment | Indoor | Residential-Single Family | MBVC_1 | MBVC | MBVC Modular Blower, Variable Speed ECM |  | Multi-Position, Variable-Speed ECM-Based, Modular Blower ComfortBridgeâ„¢ Compatible |  | 1. Variable-speed ECM blower motor;2. Integrated communicating ComfortBridgeâ„¢ technology;3. Commissioning and diagnostics via on board Bluetooth with the CoolCloud phone and tablet application. ;4. Advanced configuration of the airflow and tonnage in communicating mode;5. Provides constant CFM over a wide range of static pressure conditions independent of duct system;6. CFM indicator;7. Provides adjustable low CFM for efficient fan-only operation;8. Improved humidity and comfort control;9. Built-in compatibility with multi-stage heat pump and cooling applications;10. 3 kW â€“ 21 kW electric heat kits;11. Blower section usable as electric heater;12. AHRI certified;13. ETL listed | 1. Horizontal or vertical configuration capabilities;2. 21" depth for easier attic access;3. Foil-faced insulation covers the internal casing to reduce cabinet condensation;4. Galvanized, leather grain-embossed finish;5. Cabinet air leakage less than 2% at 1.0 inch H20 when tested in accordance with ASHRE standard 193;6. Cabinet air leakage less than 1.4% at 0.5 inch H20 when tested in accordance with ASHRE standard 193 | Ducted Multi-position | Yes | ComfortBridge Technology compatible |  | EAR99 |  |  |  | 899 $ |  | Yes | 663051597464 | EA | 8 | USA | 8414.59.6560 | 8414.59.00.92 | MBVC Ducted Multi-position Modular Blower, Variable Speed ECM Motor, CFM, Cabinet, ComfortBridge Technology compatible | Modular Blower | [34 empty] | Upflow/Downflow/Horizontal | Yes | MBVC2001AA-1 | [36 empty] | AC | [7 empty] | 15 A |  | 253 V | 6.5 A | 197 V |  |  |  | 60 Hz | 1 Ph |  | 208-230 V | [29 empty] | 11 in | 10 in | [5 empty] | Electric | Yes | [5 empty] | TXV | [14 empty] | Variable Speed ECM | [31 empty] | 3/4 metric hp | [62 empty] | Yes | CTN | 1 | 26.00 in | 32.50 in | 26.00 in |  |  |  | 55.00 in | 69.50 in | 54.00 in | 26.00 in | 32.50 in | 26.00 in | 0 inÂ³ | 21970.000 inÂ³ | 0.0000 | 21970.000 inÂ³ | 0 inÂ³ | 93.000 lb |  | 93.000 lb | ALL PARTS - 5 YEARS PARTS | ALL PARTS - 10 YEARS PARTS | ALL PARTS - 10 YEARS PARTS | [6 empty] | ALL PARTS - 5 YEARS PARTS | ALL PARTS - 5 YEARS PARTS | ALL PARTS - 5 YEARS PARTS |  |  |  |  | MBVC Air Handler, Variable Speed ECM Motor | MBVC Air Handler, Variable Speed ECM Motor, CFM | MBVC Ducted Multi-position Modular Blower, Variable Speed ECM Motor, CFM, Cabinet, ComfortBridge Technology compatible | Active | HKR-03;HKR-06 | Equipment/Residential Split System/Air Handler
GLXS4MA3610 | Goodman | Unitary | Split Air Conditioner | Unitary Split System | Cooling Only | Equipment | Outdoor | Residential-Single Family | GLXS4M | GLXS4M | Goodman Split Air Conditioner 14.3 SEER2, Single Stage | 14.3 SEER2 | ENERGY-Efficienct Multi-Family R-32 Split System Air Conditioner, Up to 15.2 SEER2, 1Â½ To 3 Tons |  | Removable grille-style top design compliant with UL 60335-2-40;Venturi for increased velocity of airflow;Attractive Architectural Gray powder-paint finish with 500-hour salt-spray approval;Wire fan discharge grille;Steel louver coil guard;Top and side maintenance access;Single-panel access to controls with space provided for field-installed accessories;When properly anchored, meets the 2023 Florida Building Code unit integrity requirements for hurricane-type winds (Anchor bracket kits available.) | High-Efficiency Scroll Compressor;Factory-installed filter drier;Fully charged for 15â€™ of tubing length;5mm diameter copper tube/enhanced aluminum fin coil;Service valves with sweat connections and easy-to-access gauge ports;Enclosed contactor with lug connection;Ground lug connection;High-pressure switch;AHRI Certified;ETL Listed |  | No | Non-Communicating |  | EAR99 | [6 empty] | 663051692121 | EA | 2 | USA | 8415.90.8065 | 8415.90.90.00 | Goodman Split Air Conditioner 14.3 SEER2, Single Stage, 3 Ton, Non-Communicating | 14.3 SEER2 R-32 AC, 3.0T |  |  | 36000 Btu/H | [9 empty] | 11.7 |  |  | No | [12 empty] | 14.3 | [6 empty] | Yes | GLXS4MA3610 | [6 empty] | 125 Â°F | 55 Â°F | [12 empty] | 95 Â°F | 75 Â°F | [22 empty] | 30 A |  |  | 17.75 A |  |  |  |  | 60 Hz | 1 Ph |  | 208/240 V | 13.44 A | [19 empty] | Single Stage | Scroll | [11 empty] | 29 in | 29 in | 39.5 in | [34 empty] | 67 dBA | [17 empty] | 67 lb | [11 empty] | 34600 Btu/H | [22 empty] | 3 |  | 0.58 |  | 69 oz | [9 empty] | 3/8 in |  |  |  | 15 ft | R-32 | 200 ft | 79 ft |  |  | 7/8 in | [5 empty] | Yes | CTN | 1 | 30.50 in | 42.00 in | 30.00 in |  |  |  | 30.50 in | 42.00 in | 60.00 in | 30.50 in | 42.00 in | 30.00 in |  | 38430.000 inÂ³ | 0.0000 | 38430.000 inÂ³ |  | 185.000 lb |  | 185.000 lb | ALL PARTS - 5 YEARS PARTS | ALL PARTS - 10 YEARS PARTS | ALL PARTS - 10 YEARS PARTS | [6 empty] | ALL PARTS - 5 YEARS PARTS | ALL PARTS - 5 YEARS PARTS | ALL PARTS - 5 YEARS PARTS |  |  |  |  | Goodman Split Air Conditioner 14.3 SEER2, Single Stage | Goodman Split Air Conditioner 14.3 SEER2, Single Stage, 3 Ton, Non-Communicating | Goodman Split Air Conditioner 14.3 SEER2, Single Stage, 3 Ton, Non-Communicating | Active | 0130R00000S;0161R00128;ABK-20;ASC01A;CSR-U-1;FSK01A;LAKT01;LSK02A | Equipment/Residential Split System/Split Air Conditioner
GR9S800804BN | Goodman | Unitary | Gas Furnace | Unitary Split System | Heating Only | Equipment | Indoor | Residential-Single Family | GR9S80 |  | Goodman 80% AFUE Gas Furnace Nine Speed ECM, Single Stage | 0.8 | Single-Stage Multi-Speed ECM Gas Furnace Up to 80% AFUE | High reliabilitynd quality;Durablend long-igniter life;Provisions for electronicir cleanernd humidifier;Energy Efficientnd quiet circulation;Self-diagnostic control board with constant memory;Simple installationnd setup;Quietnd simple operation | 1. Heavy-dutyluminized-steel tubular heat exchanger;2. "Silicon Nitride igniter";3. Color-coded low-voltage terminals;4. Multi-speed ECM blower motor with continuous fan speed;5. Fault code LED Output;6. Single-Stage gas Valve;7. Single-speed inducer draft blower |  | Ducted |  |  |  | EAR99 | [6 empty] | 663051684904 | EA | 4 |  |  |  | Goodman 80% AFUE Gas Furnace Nine Speed ECM, Single Stage, Upflow/Horizontal, 80000 BTUH/H, Non NOx Rated | fer cf furnace | 80 % | [33 empty] | Upflow/Horizontal | No | GR9S800804BN | [31 empty] | 35-65 Â°F | [12 empty] | 15 A |  |  | 12.45 A |  |  |  |  | 60 Hz | 1 Ph |  | 115 V |  |  |  | 1089 ftÂ³/min | [25 empty] | 10 in | 8 in |  |  | 28 in | 33-3/8 in | 17-1/2 in |  | Yes | [12 empty] | Air Cooled | [7 empty] | Nine Speed ECM |  |  |  |  | Non NOx Rated | 4 | [23 empty] | 120 lb |  | 3/4 metric hp | [26 empty] | 80000 Btu | 64,000 | [9 empty] | Single Stage | [19 empty] | 4 in |  |  |  |  | Yes | CTN | 1 | 30.00 in | 35.50 in | 18.50 in |  |  |  | 60.00 in | 35.50 in | 37.00 in | 30.00 in | 35.50 in | 18.50 in |  | 19702.500 inÂ³ | 0.0000 | 19702.500 inÂ³ |  | 105.000 lb |  | 105.000 lb | HEAT EXCHANGER - 20 YEARS PARTS;ALL PARTS - 5 YEARS PARTS | ALL PARTS - 10 YEARS PARTS;HEAT EXCHANGER - 20 YEARS PARTS | ALL PARTS - 10 YEARS PARTS;HEAT EXCHANGER - LIFETIME PARTS;HEAT EXCHANGER - 79 YEARS PARTS;ALL PARTS - 10 YEARS PARTS;HEAT EXCHANGER - 20 YEARS PARTS | [6 empty] | ALL PARTS - 5 YEARS PARTS;HEAT EXCHANGER - 20 YEARS PARTS | HEAT EXCHANGER - 20 YEARS PARTS;ALL PARTS - 5 YEARS PARTS | HEAT EXCHANGER - 20 YEARS PARTS;ALL PARTS - 5 YEARS PARTS |  |  |  |  | Goodman 80% AFUE Gas Furnace Nine Speed ECM, Single Stage | Goodman 80% AFUE Gas Furnace Nine Speed ECM, Single Stage, Upflow/Horizontal, 80000 BTUH/H, Non NOx Rated | Goodman 80% AFUE Gas Furnace Nine Speed ECM, Single Stage, Upflow/Horizontal, 80000 BTUH/H, Non NOx Rated | Active |  | Equipment/Residential Split System/Gas Furnace
GR9S920804CN | Goodman | Unitary | Gas Furnace | Unitary Split System | Heating Only | Equipment | Indoor | Residential-Single Family | GR9S92 |  | Goodman 92% AFUE Gas Furnace Multi Speed ECM, Single Stage | 0.92 | Single-Stage Multi-Speed ECM Gas Furnace Up to 92% AFUE | High reliabilitynd qualityFaster condensate water drainagend no unit water leakageDurablend long igniter lifeProvisions for electronicir cleanernd humidifierEnergy Efficientnd quiet circulationLower NOx emissionSelf-diagnostic control board with constant memorySimple installationnd setupQuietnd simple operation | Heavy-dutyluminized-steel tubular heat exchangerStainless-steel sloped secondary heat exchanger"Silicon Nitride igniter"Color-coded low-voltage terminals Multi-speed ECM blower motor with continuous fan speedAll models comply with California 40 ng/J Fault code LED OutputSingle-Stage gas ValveSingle-speed inducer draft blower |  | Ducted |  |  |  | EAR99 | [6 empty] | 663051686175 | EA | 4 | USA | 7322.90.0015 | 7322.90.10.21 | Goodman 92% AFUE Gas Furnace Multi Speed ECM, Single Stage, Upflow/Horizontal, 80000 BTUH/H, Low NOx | fer uf furnace | 92 % | [33 empty] | Upflow/Horizontal | Yes | GR9S920804CN | [31 empty] | 35-65 Â°F | [12 empty] | 20 A |  |  | 13.7 A |  |  |  |  | 60 Hz | 1 Ph |  | 115 V | [29 empty] | 10 in | 10 in |  |  | 28 in | 33-3/8 in | 21 in | [14 empty] | Air Cooled | [7 empty] | Multi Speed ECM |  |  |  |  | Low NOx | [24 empty] | 139 lb |  | 0.75 metric hp | [26 empty] | 80000 Btu | 73680 | [9 empty] | Single Stage | [24 empty] | Yes | CTN | 1 | 30.00 in | 38.50 in | 22.00 in |  |  |  | 60.00 in | 38.50 in | 44.00 in | 30.00 in | 38.50 in | 22.00 in |  | 25410.000 inÂ³ | 0.0000 | 25410.000 inÂ³ |  | 129.000 lb |  | 129.000 lb | HEAT EXCHANGER - 20 YEARS PARTS;ALL PARTS - 5 YEARS PARTS | HEAT EXCHANGER - 20 YEARS PARTS;ALL PARTS - 10 YEARS PARTS | ALL PARTS - 10 YEARS PARTS;ALL PARTS - 10 YEARS PARTS;HEAT EXCHANGER - LIFETIME PARTS;HEAT EXCHANGER - 20 YEARS PARTS;HEAT EXCHANGER - 79 YEARS PARTS | [6 empty] | HEAT EXCHANGER - 20 YEARS PARTS;ALL PARTS - 5 YEARS PARTS | HEAT EXCHANGER - 20 YEARS PARTS;ALL PARTS - 5 YEARS PARTS | HEAT EXCHANGER - 20 YEARS PARTS;ALL PARTS - 5 YEARS PARTS |  |  |  |  | Goodman 92% AFUE Gas Furnace Multi Speed ECM, Single Stage | Goodman 92% AFUE Gas Furnace Multi Speed ECM, Single Stage, Upflow/Horizontal, 80000 BTUH/H, Low NOx | Goodman 92% AFUE Gas Furnace Multi Speed ECM, Single Stage, Upflow/Horizontal, 80000 BTUH/H, Low NOx | Active |  | Equipment/Residential Split System/Gas Furnace
GR9T960403AN | Goodman | Unitary | Gas Furnace | Unitary Split System | Heating Only | Equipment | Indoor | Residential-Single Family | GR9T96 | GR9T96 | Goodman 96 % AFUE Gas Furnace Multi Speed ECM, Two Stage | 0.96 | Two-Stage Multi-Speed ECM Gas Furnace up to 96% AFUE | "1. High reliability and quality2. Faster condensate water drainage and no unit water leakage3. Durable and long igniter life4. Provisions for electronic air cleaner and humidifier5. Quiet and Economical heating6. Energy Efficient and quiet circulation7. Lower NOx emission8. Self-diagnostic control board with constant memory9. Meets the performance requirements for AHRI certification and complies with ETL North American safety standards.10. Tax Credit11. Operates on two-stage or single-stage thermostats12. Easy Connection for EAC and Humidifier" | "1. Heavy-duty aluminized-steel tubular heat exchanger2. Stainless-steel sloped secondary heat exchanger3. Silicon Nitride igniter4. Color-coded low-voltage terminals5. Two-Stage gas valve6. Multi-speed ECM blower motor with continuous fan speed7. All models comply with California 40 ng/J8. Fault code LED Output9. AHRI Certified - ETL Listed10. Energy Star11. Two-stage gas valve12. Furnace control board with self-diagnostics and provisions for electronic air cleaner and 120-volt or 24-volt humidifiers" | "1. Multi-position installation: upflow, horizontal left or right2. Certified for direct vent (2-pipe) or non-direct vent (1 pipe)3. Easy to install top venting with optional side vent4. Convenient left or right connection for gas and electrical service5. Cabinet air leakage (Qleak) less than or equal to 2%6. Fully insulated heat exchanger and blower section7. Bottom or side return air applications8. Heavy-gage steel cabinet with durable finish" | Ducted |  |  |  | EAR99 | [6 empty] | 663051686700 | EA | 6 | USA | 7322.90.0015 | 7322.90.10.21 | Goodman 96% AFUE Gas Furnace Multi Speed ECM, Two Stage, Upflow/Horizontal, 40000 BTUH/H, Low NOx | 96% multi spd ecm uf fur | 96 % | [33 empty] | Upflow/Horizontal | Yes | GR9T960403AN | [31 empty] | 20-50 Â°F | 20-50 Â°F | [11 empty] | 15 A |  |  | 7.8 A |  |  |  |  | 60 Hz | 1 Ph |  | 115 V |  |  |  | 1024 ftÂ³/min |  | 691 ftÂ³/min | [23 empty] | 11 in | 6 in |  |  | 28 in | 33-3/8 in | 14 in | [14 empty] | Air Cooled | [7 empty] | Multi Speed ECM |  |  |  |  | Low NOx | [24 empty] | 106 lb |  | 0.5 metric hp | [26 empty] | 40000 Btu | 38440 |  | 28000 | 26908 | [6 empty] | Two Stage | [24 empty] | Yes | CTN | 1 | 30.00 in | 38.50 in | 15.00 in |  |  |  | 60.00 in | 38.50 in | 45.00 in | 30.00 in | 38.50 in | 15.00 in |  | 17325.000 inÂ³ | 0.0000 | 17325.000 inÂ³ |  | 105.500 lb |  | 105.500 lb | HEAT EXCHANGER - 20 YEARS PARTS;ALL PARTS - 5 YEARS PARTS | ALL PARTS - 10 YEARS PARTS;HEAT EXCHANGER - 20 YEARS PARTS | HEAT EXCHANGER - LIFETIME PARTS;ALL PARTS - 10 YEARS PARTS;ALL PARTS - 10 YEARS PARTS;HEAT EXCHANGER - 20 YEARS PARTS;HEAT EXCHANGER - 79 YEARS PARTS |  |  | HEAT EXCHANGER - 10 YEARS UNIT REPLACEMENT;HEAT EXCHANGER - 10 YEARS UNIT REPLACEMENT |  |  |  | HEAT EXCHANGER - 20 YEARS PARTS;ALL PARTS - 5 YEARS PARTS | HEAT EXCHANGER - 20 YEARS PARTS;ALL PARTS - 5 YEARS PARTS | ALL PARTS - 5 YEARS PARTS;HEAT EXCHANGER - 20 YEARS PARTS |  |  |  |  | Goodman 96% AFUE Gas Furnace Multi Speed ECM, Two Stage | Goodman 96% AFUE Gas Furnace Multi Speed ECM, Two Stage, Upflow/Horizontal, 40000 BTUH/H, Low NOx | Goodman 96% AFUE Gas Furnace Multi Speed ECM, Two Stage, Upflow/Horizontal, 40000 BTUH/H, Low NOx | Active |  | Equipment/Residential Split System/Gas Furnace
CAPFA2422B3 | Corporate | Unitary | Coil | Unitary Split System | Cooling Only | Equipment | Indoor | Residential-Single Family | CAPFA_32 | CAPFA AlumaFin7â„¢ | CAPFA AlumaFin7â„¢ Evaporator Coil, Upflow/Downflow, 2 Ton |  | CAPFA AlumaFin7â„¢ Evaporator Coil |  | All-Aluminum evaporator coil;Optimized for use with R-32 refrigerant including circuits and manifolds;R-32 sensor designed for the life span of the coil;Factory-installed optimized metering device (piston);Standardized copper suction tube stub length;21" depth for easier attic access;Single front access panel;Foil-faced insulation covers the internal casing to reduce cabinet condensation;Vertical application;Galvanized, leather grain-embossed finish;Rust resistant, thermoplastic drain pans featuring a low water-retention design;DecaBDE-free thermoplastic drain pan with secondary drain connections;Drain pan rails designed to remove and reposition coils with ease without compromising structural integrity;UV-resistant drain pan;AHRI certified;ETL listed |  | Ducted | No |  |  | EAR99 | [6 empty] | 663051696211 | EA | 12 | USA | 8415.90.8025 | 8415.90.90.00 | CAPFA AlumaFin7â„¢ Cased Aluminum Evaporator Coil, Upflow/Downflow, 1.5-2 Ton, 22 in Cabinet with Orifice Expansion | 2T Cased Upflow/Downflow R-32 Coil | [35 empty] | Yes | CAPFA2422B3 | [72 empty] | Painted | Cased | [15 empty] | 17.5 in | 21 in | 22 in |  |  |  |  | 3 | 17 |  | Orifice | [79 empty] | 2 | 1.5;2 |  | 3/4 in | [7 empty] | 3/4 in |  |  | 3/8 in |  |  |  |  | R-32 | [10 empty] | Yes | CTN | 1 | 26.00 in | 24.50 in | 20.00 in |  |  |  | 54.00 in | 78.00 in | 41.00 in | 26.00 in | 24.50 in | 20.00 in |  | 12740.000 inÂ³ | 0.0000 | 12740.000 inÂ³ |  | 42.090 lb |  | 42.090 lb | ALL PARTS - 5 YEARS PARTS | ALL PARTS - 10 YEARS PARTS | ALL PARTS - 10 YEARS PARTS | 10 YEARS UNIT REPLACEMENT | 5 YEARS UNIT REPLACEMENT | 10 YEARS UNIT REPLACEMENT |  |  |  | ALL PARTS - 5 YEARS PARTS | ALL PARTS - 5 YEARS PARTS | ALL PARTS - 5 YEARS PARTS | 5 YEARS UNIT REPLACEMENT | 5 YEARS UNIT REPLACEMENT | 5 YEARS UNIT REPLACEMENT |  | CAPFA AlumaFin7â„¢ Evaporator Coil, Upflow/Downflow, 2 Ton | CAPFA AlumaFin7â„¢ Evaporator Coil, Upflow/Downflow, 2 Ton | CAPFA AlumaFin7â„¢ Cased Aluminum Evaporator Coil, Upflow/Downflow, 1.5-2 Ton, 22 in Cabinet with Orifice Expansion | Active | DPICX-BB | Equipment/Residential Split System/Coil
CAPTA3026B3 | Corporate | Unitary | Coil | Unitary Split System | Cooling Only | Equipment | Indoor | Residential-Single Family | CAPTA_3 | CAPTA AlumaFin7â„¢ | CAPTA AlumaFin7â„¢ Evaporator Coil, Upflow/Downflow, 2.5 Ton |  | CAPTA AlumaFin7â„¢ Evaporator Coil |  | All-Aluminum evaporator coil ;Optimized for use with R-32 refrigerant including circuits and manifolds;R-32 sensor designed for the life span of the coil;Factory-installed thermal expansion valves for cooling and heat pump applications;Standardized copper suction tube stub length;Check flowrator for cooling and heat pump applications;Vertical application;21" depth for easier attic access;Single front access panel;Foil-faced insulation covers the internal casing to reduce cabinet condensation;Galvanized, leather grain-embossed finish;Rust resistant, thermoplastic drain pan featuring a low water-retention design;DecaBDE-free thermoplastic drain pan with secondary drain connections;Drain pan rails designed to remove and reposition coils with ease without compromising structural integrity;UV-resistant drain pan;AHRI certified;ETL Listed |  | Ducted | No |  |  | EAR99 | [6 empty] | 663051688384 | EA | 8 | USA | 8415.90.8025 | 8415.90.90.00 | CAPTA AlumaFin7â„¢ Cased Evaporator Coil, Upflow/Downflow, 2.0-2.5 Ton, 17.5 in Cabinet with TXV Expansion | 2.5T Cased Upflow/Downflow R-32 Coil with TXV | [35 empty] | Yes | CAPTA3026B3 | [72 empty] | Painted | Cased | [15 empty] | 21 in | 26 in | 17.5 in | [7 empty] | TXV | [79 empty] | 2.5 | 2.0;2.5 |  | 3/4 in | [7 empty] | 7/8 in |  |  | 3/8 in |  |  |  |  | R-32 | [10 empty] | Yes | CTN | 1 | 26.25 in | 28.50 in | 20.00 in |  |  |  | 54.00 in | 61.50 in | 41.00 in | 26.25 in | 28.50 in | 20.00 in |  | 14962.500 inÂ³ | 0.0000 | 14962.500 inÂ³ |  | 52.000 lb |  | 52.000 lb | ALL PARTS - 5 YEARS PARTS | ALL PARTS - 10 YEARS PARTS | ALL PARTS - 10 YEARS PARTS | 10 YEARS UNIT REPLACEMENT | 5 YEARS UNIT REPLACEMENT | 10 YEARS UNIT REPLACEMENT |  |  |  | ALL PARTS - 5 YEARS PARTS | ALL PARTS - 5 YEARS PARTS | ALL PARTS - 5 YEARS PARTS | 5 YEARS UNIT REPLACEMENT | 5 YEARS UNIT REPLACEMENT | 5 YEARS UNIT REPLACEMENT |  | CAPTA AlumaFin7â„¢ Evaporator Coil, Upflow/Downflow, 2.5 Ton | CAPTA AlumaFin7â„¢ Evaporator Coil, Upflow/Downflow, 2.5 Ton | CAPTA AlumaFin7â„¢ Cased Evaporator Coil, Upflow/Downflow, 2.0-2.5 Ton, 17.5 in Cabinet with TXV Expansion | Active | 0230K00007;0230K00044;DPICX-BB;0230K00007;0230K00044 | Equipment/Residential Split System/Coil
GLZS4BA4210 | Goodman | Unitary | Split Heat Pump | Unitary Split System | Heat Pump | Equipment | Outdoor | Residential-Single Family | GLZS4B | GLZS4B | Goodman Split Heat Pump 15.2 SEER2, Single Stage | 15.2 SEER2 | Energy-Efficient Standard Family R-32 Split System Heat Pump, up to 15.2 SEER2 and 7.8 HSPF2, 1-1/2 to 5Tons | Meets the 2023 M1 Test Standards | High-Efficiency Compressor;SmartShift technology to ensure quiet reliable defrost;Factory-installed bi-flow liquid line filter drier;Factory-installed suction-line accumulator;Factory-installed compressor crankcase heater;Factory-installed high-capacity muffler;Enhanched aluminum fin coil with 5mm diameter coper tubes in 1.5 -to 3.5 ton;Enhanched aluminum fin coil with 7mm diameter coper tubes in 4.0 -to 5.0 ton;High and low-pressure switches;Fully charged for 15â€™ of tubing length;Service valves with sweat connections and easy-to-access gauge ports;Fully enclosed contactor with lug connection;Ground lug connection;Single-speed PSC condenser fan motor;Capacitor with extended life;AHRI Certified;ETL Listed | Removable grille style top design compliant with UL 60335-2-40;Steel louver coil guard;Heavy-gauge galvanized-steel cabinet;Attractive Architectural Gray powder-paint finish with 500-hour salt-spray approval;Top and side maintenance access;When properly anchored, meets the 2023 Florida Building Code unit integrity requirements for hurricane-type winds (Anchor bracket kits available | Ducted | No |  |  | EAR99 |  | Yes |  |  | R32 Outdoor |  | 663051689664 | EA | 1 | USA | 8415.90.8065 | 8415.90.90.00 | Goodman GLZS4B Split Heat Pump 15.2 SEER2, Single Stage, Ton, | 14.3 SEER2 HP R32, 3.5 Ton | [12 empty] | 12.5 |  |  | No | 42000 Btu/H |  | 7.8 | [9 empty] | 15.2 | [6 empty] | Yes | GLZS4BA4210 | [6 empty] | 125 Â°F | 55 Â°F | [6 empty] | 70 Â°F | -20 Â°F |  |  |  |  | 95 Â°F | 75 Â°F |  |  | 47 Â°F | 43 Â°F | [18 empty] | 30 A |  |  | 19.3 A |  |  |  |  | 60 Hz | 1 Ph |  | 208/240 V | 14.4 A | [19 empty] | Single Stage | Scroll | [11 empty] | 35.5 in | 35.75 in | 35.5 in | [7 empty] | TXV | [26 empty] | 72 dBA | [17 empty] | 262 lb | [11 empty] | 40500 Btu/H | [12 empty] | 39500 Btu/H | [11 empty] | 0.64 |  | 139 oz | [9 empty] | 3/8 in |  |  |  | 15 ft | R-32 | 200 ft | 79 ft | [8 empty] | Yes | CTN | 1 | 37.00 in | 38.50 in | 37.00 in |  |  |  | 37.00 in | 38.50 in | 37.00 in | 37.00 in | 38.50 in | 37.00 in |  | 52706.500 inÂ³ | 0.0000 | 52706.500 inÂ³ |  | 286.000 lb |  | 286.000 lb | ALL PARTS - 5 YEARS PARTS | ALL PARTS - 10 YEARS PARTS | ALL PARTS - 10 YEARS PARTS | [6 empty] | ALL PARTS - 5 YEARS PARTS | ALL PARTS - 5 YEARS PARTS | ALL PARTS - 5 YEARS PARTS |  |  |  |  | Goodman Split Heat Pump 15.2 SEER2, Single Stage | Goodman GLZS4B Split Heat Pump 15.2 SEER2 & HSPF, Single Stage, Ton, | Goodman GLZS4B Split Heat Pump 15.2 SEER2 & HSPF, Single Stage, Ton, | Active | 0161R00128;ABK-20;ASC01A;CSR-U-2;FSK01A;LSK02A;OT18-60A;0161R00128 | Equipment/Residential Split System/Split Heat Pump
AMST42CU1300 | Corporate | Unitary | Air Handler | Unitary Split System | Air Handler | Equipment | Indoor | Residential-Single Family | AMST_32 | AMST | AMST Air Handler, Nine Speed ECM Motor, 3.5 Ton |  | Multi-Position, Multi-Speed, ECM-Based Air Handler with Internal TXV 1Â½ to 5 Tons | All-Aluminum tube/aluminum fin coil;Direct-drive, resilient-mount, 9-speed ECM motor;Available without heat or with sequence-controlled and rust-resistant nickel chromium heating elements of 5, 6, 8 or 10 kW;High-efficiency evaporator coil;Quiet operation;Primary/secondary drain connection in a high-temperature plastic drain pan;Suitable for free-return installation (non-ducted return air);Galvanized-steel construction;Factory-installed pull-type disconnect;Easy service access;AHRI Certified; ETL Listed | Internal factory-installed thermal expansion valves for cooling and heat pump applications;Direct drive, 9-speed ECM blower motor;Factory installed 7mm AlumaFin7â„¢ Evaporator Coil on 1Â½ to 3Â½ Ton models and 3/8 in. Evaporator Coil on 4 to 5 Ton models;All-aluminum evaporator coil with high-performance coated fin stock;Coil mounting track for quick repositioning;Optimized for use with R-32 refrigerant with factory installed leak detection sensor for A2L mitigation.;Cabinet air leakage less than 2.0% at 1.0 inch H2O when tested in accordance with ASHRAE standard 193;Cabinet air leakage less than 1.4% at 0.5 inch H2O when tested in accordance with ASHRAE standard 193;3 kW â€“ 25 kW electric heater kits;AHRI certified;ETL listed | Rigid SmartFrame cabinet;Horizontal or vertical configuration capabilities;21â€ depth for easier attic access;DecaBDE-free thermoplastic drain pan with secondary drain connections;Screw-less sides and back helps to reduce condensation when installed in humid locations;Foil-faced insulation covers the internal casing to reduce cabinet condensation;Galvanized, leather grain-embossed finish;Glue-less cabinet insulation retention;Tool-less filter access | Ducted Multi-position | No |  |  | EAR99 | [6 empty] | 663051689190 | EA | 4 | USA | 8415.90.8085 | 8415.90.90.00 | AMST Ducted Multi-position Air Handler, Nine Speed ECM Motor, 2-5 Ton, 21-1/8 in Cabinet with TXV Expansion, | Multi-Position, Multi-Speed, ECB-Based Air Handler with Internal TXV R-32 |  |  | 42000 Btu/H | [32 empty] | Yes | AMST42CU1300 | [41 empty] | 5.7 A |  |  | 15 A |  | 253 V | 5.9 A | 197 V |  |  |  | 60 Hz | 1 Ph |  | 208/230 V | [29 empty] | 10 in | 8 in |  |  | 21 in | 53-7/16 in | 21-1/8 in | [6 empty] | 1345 r/min | TXV | [14 empty] | Nine Speed ECM | [6 empty] | 9 | [22 empty] | 153 lb |  | 3/4 metric hp | [32 empty] | 3.5 | 2;5 |  | 3/4 in | 0.5 oz | [6 empty] | 3/4 in |  |  | 3/8 in |  |  |  |  | R-32 | [10 empty] | Yes | CTN | 1 | 23.00 in | 57.50 in | 22.00 in |  |  |  | 46.00 in | 57.50 in | 44.00 in | 23.00 in | 57.50 in | 22.00 in |  | 29095.000 inÂ³ | 0.0000 | 29095.000 inÂ³ |  | 140.000 lb |  | 140.000 lb | ALL PARTS - 5 YEARS PARTS | ALL PARTS - 10 YEARS PARTS | ALL PARTS - 10 YEARS PARTS | [6 empty] | ALL PARTS - 5 YEARS PARTS | ALL PARTS - 5 YEARS PARTS | ALL PARTS - 5 YEARS PARTS |  |  |  |  | Multi-Position, Multi-Speed, ECB-Based Air Handler with Internal TXV R-32 | Multi-Position, Multi-Speed, ECB-Based Air Handler with Internal TXV R-32 | Multi-Position, Multi-Speed, ECB-Based Air Handler with Internal TXV R-32 | Active | HKTSD05X1;HKTSD08X1;HKTSD10X1;HKTSD15X3;HKTSD15XA;HKTSD15XB;HKTSD19CA;HKTSD19CB;HKTSN03X1;HKTSN05X1;HKTSN06X1;HKTSN08X1;HKTSN10X1;HKTSN15X3 | Equipment/Residential Split System/Air Handler
GLXS5BA3010 | Goodman | Unitary | Split Air Conditioner | Unitary Split System | Cooling Only | Equipment | Outdoor | Residential-Single Family | GLXS5 | GLXS5B | Goodman Split Air Conditioner 15.2 SEER2, Single Stage | 15.2 SEER2 |  |  | High-efficiency scroll compressor;Factory-installed filter drier;Fully charged for 15â€™ of tubing length;Copper tube/enhanced aluminum fincoil -5mm diameter on 1.5-3.0T;Service valves with sweat connectionsand easy-to-access gauge ports;Enclosed contactor with lug connection;Ground lug connection;High-pressure switch;AHRI Certified;ETL Listed | Removable grille-style top designcompliant with UL 60335-2-40;Heavy-gauge galvanized-steel cabinet;Attractive Architectural Gray powder-paintfinish with 500-hour salt-spray approval;Steel louver coil guard;Single-panel access to controls with spaceprovided for field-installed accessories;When properly anchored, meets the 2023 FloridaBuilding Code unit integrity requirements forhurricane-type winds (Anchor bracket kits available.) |  | No | Non-Communicating |  | EAR99 | [6 empty] | 663051735484 | EA | 1 | USA | 8415.90.8065 | 8415.90.90.00 | Goodman Split Air Conditioner 15.2 SEER2, Single Stage, 2.5 Ton, Non-Communicating | 15.2 SEER2 R-32 AC, 2.5 Ton | [35 empty] | Yes | GLXS5BA3010 | [6 empty] | 115 Â°F | 55 Â°F | [12 empty] | 95 Â°F | 72 Â°F | 80 Â°F | 67 Â°F | [10 empty] | 11.5 A | [9 empty] | 25 A |  |  | 15.4 A |  |  |  |  | 60 Hz | 1 Ph |  | 208/230 V | [20 empty] | Single Stage | Scroll | [11 empty] | 35.5 in | 39.5 in | 35.5 in | [34 empty] | 72.5 dBA | [52 empty] | 2.5 |  |  |  | 87 oz | [13 empty] | 15 ft | R-32 | 79 ft | 50 ft |  | 3/8 in | 3/4 in | [5 empty] | Yes | CTN | 1 | 37.00 in | 42.00 in | 37.00 in |  |  |  | 37.00 in | 42.00 in | 37.00 in | 37.00 in | 42.00 in | 37.00 in |  | 57498.000 inÂ³ | 0.0000 | 57498.000 inÂ³ |  | 217.000 lb |  | 217.000 lb | ALL PARTS - 5 YEARS PARTS | ALL PARTS - 10 YEARS PARTS | ALL PARTS - 10 YEARS PARTS | [6 empty] | ALL PARTS - 5 YEARS PARTS | ALL PARTS - 5 YEARS PARTS | ALL PARTS - 5 YEARS PARTS |  |  |  |  | Goodman Split Air Conditioner 15.2 SEER2, Single Stage | Goodman Split Air Conditioner 15.2 SEER2, Single Stage, 2.5 Ton, Non-Communicating | Goodman Split Air Conditioner 15.2 SEER2, Single Stage, 2.5 Ton, Non-Communicating | Active | 0130M00106;0130R00000S;0161R00128;0163R00006;ABK-20;ASC01A;CSR-U-1;FSK01A;LAKT01;LSK02A | Equipment/Residential Split System/Split Air Conditioner
AMST60DU1300 | Corporate | Unitary | Air Handler | Unitary Split System | Air Handler | Equipment | Indoor | Residential-Single Family | AMST_32 | AMST | AMST Air Handler, Nine Speed ECM Motor, 5 Ton |  | Multi-Position, Multi-Speed, ECM-Based Air Handler with Internal TXV 1Â½ to 5 Tons | All-Aluminum tube/aluminum fin coil;Direct-drive, resilient-mount, 9-speed ECM motor;Available without heat or with sequence-controlled and rust-resistant nickel chromium heating elements of 5, 6, 8 or 10 kW;High-efficiency evaporator coil;Quiet operation;Primary/secondary drain connection in a high-temperature plastic drain pan;Suitable for free-return installation (non-ducted return air);Galvanized-steel construction;Factory-installed pull-type disconnect;Easy service access;AHRI Certified; ETL Listed | Internal factory-installed thermal expansion valves for cooling and heat pump applications;Direct drive, 9-speed ECM blower motor;Factory installed 7mm AlumaFin7â„¢ Evaporator Coil on 1Â½ to 3Â½ Ton models and 3/8 in. Evaporator Coil on 4 to 5 Ton models;All-aluminum evaporator coil with high-performance coated fin stock;Coil mounting track for quick repositioning;Optimized for use with R-32 refrigerant with factory installed leak detection sensor for A2L mitigation.;Cabinet air leakage less than 2.0% at 1.0 inch H2O when tested in accordance with ASHRAE standard 193;Cabinet air leakage less than 1.4% at 0.5 inch H2O when tested in accordance with ASHRAE standard 193;3 kW â€“ 25 kW electric heater kits;AHRI certified;ETL listed | Rigid SmartFrame cabinet;Horizontal or vertical configuration capabilities;21â€ depth for easier attic access;DecaBDE-free thermoplastic drain pan with secondary drain connections;Screw-less sides and back helps to reduce condensation when installed in humid locations;Foil-faced insulation covers the internal casing to reduce cabinet condensation;Galvanized, leather grain-embossed finish;Glue-less cabinet insulation retention;Tool-less filter access | Ducted Multi-position | No |  |  | EAR99 | [6 empty] | 663051689220 | EA | 4 | USA | 8415.90.8085 | 8415.90.90.00 | AMST Ducted Multi-position Air Handler, Nine Speed ECM Motor, 2-5 Ton, 24-5/8 in Cabinet with TXV Expansion, | Multi-Position, Multi-Speed, ECB-Based Air Handler with Internal TXV R-32 |  |  | 60000 Btu/H | [32 empty] | Yes | AMST60DU1300 | [41 empty] | 6.9 A |  |  | 15 A |  | 253 V | 8.6 A | 197 V |  |  |  | 60 Hz | 1 Ph |  | 208/230 V | [29 empty] | 11 in | 10 in |  |  | 21 in | 58 in | 24-5/8 in | [6 empty] | 1930 r/min | TXV | [14 empty] | Nine Speed ECM | [6 empty] | 9 | [22 empty] | 167 lb |  | 1 metric hp | [32 empty] | 5 | 2;5 |  | 3/4 in | 0.5 oz | [6 empty] | 3/4 in |  |  | 3/8 in |  |  |  |  | R-32 | [10 empty] | Yes | CTN | 1 | 23.00 in | 62.00 in | 25.50 in |  |  |  | 46.00 in | 62.00 in | 51.00 in | 23.00 in | 62.00 in | 25.50 in |  | 36363.000 inÂ³ | 0.0000 | 36363.000 inÂ³ |  | 174.000 lb |  | 174.000 lb | ALL PARTS - 5 YEARS PARTS | ALL PARTS - 10 YEARS PARTS | ALL PARTS - 10 YEARS PARTS | [6 empty] | ALL PARTS - 5 YEARS PARTS | ALL PARTS - 5 YEARS PARTS | ALL PARTS - 5 YEARS PARTS |  |  |  |  | Multi-Position, Multi-Speed, ECB-Based Air Handler with Internal TXV R-32 | Multi-Position, Multi-Speed, ECB-Based Air Handler with Internal TXV R-32 | Multi-Position, Multi-Speed, ECB-Based Air Handler with Internal TXV R-32 | Active | HKTSD05X1;HKTSD08X1;HKTSD10X1;HKTSD15X3;HKTSD15XA;HKTSD15XB;HKTSD20DA;HKTSD20DB;HKTSD20X3;HKTSD25DA;HKTSD25DB;HKTSN03X1;HKTSN05X1;HKTSN06X1;HKTSN08X1;HKTSN10X1;HKTSN15X3;HKTSN20X3 | Equipment/Residential Split System/Air Handler
GR9S961005CN | Goodman | Unitary | Gas Furnace | Unitary Split System | Heating Only | Equipment | Indoor | Residential-Single Family | GR9S96 |  | Goodman 96% AFUE Gas Furnace Multi Speed ECM, Single Stage | 0.96 | Single-Stage Multi-Speed ECM Gas Furnace Up to 96% AFUE | 1. High reliabilitynd quality;2. Faster condensate water drainagend no unit water leakage;3. Durablend long igniter life;4. Provisions for electronicir cleanernd humidifier;5. Energy Efficientnd quiet circulation;6. Self-diagnostic control board with constant memory;7. Meets the performance requirements forHRI certificationnd complies with ETL Northmerican safety standards.;8. Tax Credit;9. Simple installationnd setup;10. Easy Connection for EACnd Humidifier;11. Extra option forir flow;12. High staticirflow capability;13. Lower NOx emission | 1. Heavy-dutyluminized-steel tubular heat exchanger;2. Stainless-steel sloped secondary heat exchanger;3. Silicon Nitride igniter;4. Color-coded low-voltage terminals;5. Multi-speed ECM blower motor with continuous fan speed;6. Fault code LED Output;7.HRI Certified - ETL Listed;8. Energy Star;9. Single-Stage gas Valve;10. Furnace control board with self-diagnosticsnd provisions for electronicir cleanernd 120-volt or 24-volt humidifiers;11. Low constant fan speed circulatesir throughout the home;12. High static;13.ll models comply with California Ultra-Low N0x 14 ng/J |  | Ducted | No |  |  | EAR99 | [6 empty] | 663051686274 | EA | 4 | USA | 7322.90.0015 | 7322.90.10.21 | Goodman 96% AFUE Gas Furnace Multi Speed ECM, Single Stage, Upflow/Horizontal, 100000 BTUH/H, Low NOx | fer uf furnace | 96 % | [33 empty] | Upflow/Horizontal | Yes | GR9S961005CN | [31 empty] | 30-60 Â°F | [12 empty] | 25 A |  |  | 16.7 A |  |  |  |  | 60 Hz | 1 Ph |  | 115 V | [29 empty] | 11 in | 10 in |  |  | 28 in | 33-3/8 in | 21 in | [14 empty] | Air Cooled | [7 empty] | Multi Speed ECM |  |  |  |  | Low NOx | [24 empty] | 140 lb |  | 1 metric hp | [26 empty] | 100000 Btu | 96100 | [9 empty] | Single Stage | [24 empty] | Yes | CTN | 1 | 30.00 in | 38.50 in | 22.00 in |  |  |  | 60.00 in | 38.50 in | 44.00 in | 30.00 in | 38.50 in | 22.00 in |  | 25410.000 inÂ³ | 0.0000 | 25410.000 inÂ³ |  | 140.090 lb |  | 140.090 lb | ALL PARTS - 5 YEARS PARTS;HEAT EXCHANGER - 20 YEARS PARTS | HEAT EXCHANGER - 20 YEARS PARTS;ALL PARTS - 10 YEARS PARTS | HEAT EXCHANGER - 79 YEARS PARTS;ALL PARTS - 10 YEARS PARTS;HEAT EXCHANGER - LIFETIME PARTS;ALL PARTS - 10 YEARS PARTS;HEAT EXCHANGER - 20 YEARS PARTS |  |  | HEAT EXCHANGER - 10 YEARS UNIT REPLACEMENT;HEAT EXCHANGER - 10 YEARS UNIT REPLACEMENT |  |  |  | ALL PARTS - 5 YEARS PARTS;HEAT EXCHANGER - 20 YEARS PARTS | ALL PARTS - 5 YEARS PARTS;HEAT EXCHANGER - 20 YEARS PARTS | ALL PARTS - 5 YEARS PARTS;HEAT EXCHANGER - 20 YEARS PARTS |  |  |  |  | Goodman 96% AFUE Gas Furnace Multi Speed ECM, Single Stage | Goodman 96% AFUE Gas Furnace Multi Speed ECM, Single Stage, Upflow/Horizontal, 100000 BTUH/H, Low NOx | Goodman 96% AFUE Gas Furnace Multi Speed ECM, Single Stage, Upflow/Horizontal, 100000 BTUH/H, Low NOx | Active |  | Equipment/Residential Split System/Gas Furnace
GLXS4BA6010 | Goodman | Unitary | Split Air Conditioner | Unitary Split System | Cooling Only | Equipment | Outdoor | Residential-Single Family | GLXS4B | GLXS4B | Goodman Split Air Conditioner 14.3 SEER2, Single Stage | 14.3 SEER2 | Energy-Efficient Classic R-32 Split System Air Conditioner, 14.3 SEER2, 1Â½ To 5 Tons |  | High efficiency scroll compressor;High-density foam compressor sound blanket;Advanced CopelandÂ® CoreSenseâ„¢ Technology;Fully charged for 15' of tubing length;Copper tube/ enhanced aluminum fin coil-5mm diameter;Factory-installed filter drier;Sweat connection service valves with easy access to gauge ports;Enclosed contactor with lug connection;High-pressure switch;Capacitors with extended life;AHRI Certified;ETL Listed | Removable grille-style top designcompliant with UL 60335-2-40;Venturi for increased velocity of airflow;Attractive Architectural Gray powder-paintfinish with 500-hour salt-spray approval;Wire fan discharge grille;Steel louver coil guard;Top and side maintenance access;Single-panel access to controls with space provided for field-installed accessories;When properly anchored, meets the 2023 Florida Building Code unit integrity requirements for hurricane-type winds (Anchor bracket kits available.) |  | No | Non-Communicating |  | EAR99 | [6 empty] | 663051691681 | EA | 1 | USA | 8415.90.8085 | 8415.90.90.00 | Goodman Split Air Conditioner 14.3 SEER2, Single Stage, 5 Ton, Non-Communicating | 14.3 SEER2 R-32 AC, 5.0T |  |  | 60000 Btu/H | [9 empty] | 11.2 |  |  | No | [12 empty] | 13.8 | [6 empty] | Yes | GLXS4BA6010 | [6 empty] | 125 Â°F | 55 Â°F | [12 empty] | 95 Â°F | 75 Â°F | [22 empty] | 50 A |  |  | 32.44 A |  |  |  |  | 60 Hz | 1 Ph |  | 208/240 V | 23.872 A | [19 empty] | Single Stage | Scroll | [11 empty] | 35.5 in | 39.5 in | 35.5 in | [34 empty] | 76 dBA | [17 empty] | 76 lb | [11 empty] | 57000 Btu/H | [22 empty] | 5 |  | 0.64 |  | 94 oz | [9 empty] | 3/8 in |  |  |  | 15 ft | R-32 | 200 ft | 79 ft |  |  | 7/8 in | [5 empty] | Yes | CTN | 1 | 37.00 in | 42.00 in | 37.00 in |  |  |  | 37.00 in | 42.00 in | 37.00 in | 37.00 in | 42.00 in | 37.00 in |  | 57498.000 inÂ³ | 0.0000 | 57498.000 inÂ³ |  | 256.000 lb |  | 256.000 lb | ALL PARTS - 5 YEARS PARTS | ALL PARTS - 10 YEARS PARTS | ALL PARTS - 10 YEARS PARTS | [6 empty] | ALL PARTS - 5 YEARS PARTS | ALL PARTS - 5 YEARS PARTS | ALL PARTS - 5 YEARS PARTS |  |  |  |  | Goodman Split Air Conditioner 14.3 SEER2, Single Stage | Goodman Split Air Conditioner 14.3 SEER2, Single Stage, 5 Ton, Non-Communicating | Goodman Split Air Conditioner 14.3 SEER2, Single Stage, 5 Ton, Non-Communicating | Active | 0130R00000S;0161R00128;ABK-20;ASC01A;CSR-U-2;CSR-U-3;FSK01A;LSK02A | Equipment/Residential Split System/Split Air Conditioner
GR9S800403AN | Goodman | Unitary | Gas Furnace | Unitary Split System | Heating Only | Equipment | Indoor | Residential-Single Family | GR9S80 |  | Goodman 80% AFUE Gas Furnace Nine Speed ECM, Single Stage | 0.8 | Single-Stage Multi-Speed ECM Gas Furnace Up to 80% AFUE | High reliabilitynd quality;Durablend long-igniter life;Provisions for electronicir cleanernd humidifier;Energy Efficientnd quiet circulation;Self-diagnostic control board with constant memory;Simple installationnd setup;Quietnd simple operation | 1. Heavy-dutyluminized-steel tubular heat exchanger;2. "Silicon Nitride igniter";3. Color-coded low-voltage terminals;4. Multi-speed ECM blower motor with continuous fan speed;5. Fault code LED Output;6. Single-Stage gas Valve;7. Single-speed inducer draft blower | Installation:â€“ GR9S80 -upflow, horizontal left or rightâ€“ GD9S80- downflow,horizontal left or right;Convenient left or right connection for gasnd electrical service;Heavy-gauge steel cabinet with durable baked-enamel finish;Foil faced insulated heat exchanger | Ducted |  |  |  | EAR99 | [6 empty] | 663051684812 | EA | 6 |  |  |  | Goodman 80% AFUE Gas Furnace Nine Speed ECM, Single Stage, Upflow/Horizontal, 40000 BTUH/H, Non NOx Rated | fer uf furnace | 80 % | [33 empty] | Upflow/Horizontal | No | GR9S800403AN | [31 empty] | 25-55 Â°F | [12 empty] | 15 A |  |  | 8.7 A |  |  |  |  | 60 Hz | 1 Ph |  | 115 V |  |  |  | 697 ftÂ³/min | [25 empty] | 10 in | 6 in |  |  | 28 in | 33-3/8 in | 14 in |  | Yes | [12 empty] | Air Cooled | [7 empty] | Nine Speed ECM |  |  |  |  | Non NOx Rated | 2 | [23 empty] | 86 lb |  | 1/2 metric hp | [26 empty] | 40000 Btu | 32,000 | [9 empty] | Single Stage | [19 empty] | 4 in |  |  |  |  | Yes | CTN | 1 | 30.00 in | 35.50 in | 15.00 in |  |  |  | 60.00 in | 35.50 in | 45.00 in | 30.00 in | 35.50 in | 15.00 in |  | 15975.000 inÂ³ | 0.0000 | 15975.000 inÂ³ |  | 88.000 lb |  | 88.000 lb | ALL PARTS - 5 YEARS PARTS;HEAT EXCHANGER - 20 YEARS PARTS | HEAT EXCHANGER - 20 YEARS PARTS;ALL PARTS - 10 YEARS PARTS | HEAT EXCHANGER - LIFETIME PARTS;ALL PARTS - 10 YEARS PARTS;HEAT EXCHANGER - 79 YEARS PARTS;ALL PARTS - 10 YEARS PARTS;HEAT EXCHANGER - 20 YEARS PARTS | [6 empty] | HEAT EXCHANGER - 20 YEARS PARTS;ALL PARTS - 5 YEARS PARTS | ALL PARTS - 5 YEARS PARTS;HEAT EXCHANGER - 20 YEARS PARTS | HEAT EXCHANGER - 20 YEARS PARTS;ALL PARTS - 5 YEARS PARTS |  |  |  |  | Goodman 80% AFUE Gas Furnace Nine Speed ECM, Single Stage | Goodman 80% AFUE Gas Furnace Nine Speed ECM, Single Stage, Upflow/Horizontal, 40000 BTUH/H, Non NOx Rated | Goodman 80% AFUE Gas Furnace Nine Speed ECM, Single Stage, Upflow/Horizontal, 40000 BTUH/H, Non NOx Rated | Active |  | Equipment/Residential Split System/Gas Furnace
CAPFA3626D3 | Corporate | Unitary | Coil | Unitary Split System | Cooling Only | Equipment | Indoor | Residential-Single Family | CAPFA_32 | CAPFA AlumaFin7â„¢ | CAPFA AlumaFin7â„¢ Evaporator Coil, Upflow/Downflow, 3 Ton |  | CAPFA AlumaFin7â„¢ Evaporator Coil |  | All-Aluminum evaporator coil;Optimized for use with R-32 refrigerant including circuits and manifolds;R-32 sensor designed for the life span of the coil;Factory-installed optimized metering device (piston);Standardized copper suction tube stub length;21" depth for easier attic access;Single front access panel;Foil-faced insulation covers the internal casing to reduce cabinet condensation;Vertical application;Galvanized, leather grain-embossed finish;Rust resistant, thermoplastic drain pans featuring a low water-retention design;DecaBDE-free thermoplastic drain pan with secondary drain connections;Drain pan rails designed to remove and reposition coils with ease without compromising structural integrity;UV-resistant drain pan;AHRI certified;ETL listed |  | Ducted | No |  |  | EAR99 | [6 empty] | 663051696297 | EA | 8 |  |  |  | CAPFA AlumaFin7â„¢ Cased Aluminum Evaporator Coil, Upflow/Downflow, 2-3.0 Ton, 26 in Cabinet with Orifice Expansion | 3T Cased Upflow/Downflow R-32 Coil | [35 empty] | No | CAPFA3626D3 | [72 empty] | Painted | Cased | [15 empty] | 24.5 in | 21 in | 26 in |  |  |  |  | 3 | 17 |  | Orifice | [79 empty] | 3 | 2;3.0 |  | 3/4 in | [7 empty] | 7/8 in |  |  | 3/8 in |  |  |  |  | R-32 | [10 empty] | Yes | CTN | 1 | 26.75 in | 28.75 in | 26.75 in |  |  |  | 55.00 in | 61.50 in | 54.00 in | 26.75 in | 28.75 in | 26.75 in |  | 20572.421 inÂ³ | 0.0000 | 20572.421 inÂ³ |  | 48.090 lb |  | 48.090 lb | ALL PARTS - 5 YEARS PARTS | ALL PARTS - 10 YEARS PARTS | ALL PARTS - 10 YEARS PARTS | 10 YEARS UNIT REPLACEMENT | 5 YEARS UNIT REPLACEMENT | 10 YEARS UNIT REPLACEMENT | [10 empty] | CAPFA AlumaFin7â„¢ Evaporator Coil, Upflow/Downflow, 3 Ton | CAPFA AlumaFin7â„¢ Evaporator Coil, Upflow/Downflow, 3 Ton | CAPFA AlumaFin7â„¢ Cased Aluminum Evaporator Coil, Upflow/Downflow, 2-3.0 Ton, 26 in Cabinet with Orifice Expansion | Active | DPICX-DB | Equipment/Residential Split System/Coil
CAPTA2422A3 | Corporate | Unitary | Coil | Unitary Split System | Cooling Only | Equipment | Indoor | Residential-Single Family | CAPTA_3 | CAPTA AlumaFin7â„¢ | CAPTA AlumaFin7â„¢ Evaporator Coil, Upflow/Downflow, 2.0 Ton |  | CAPTA AlumaFin7â„¢ Evaporator Coil |  | All-Aluminum evaporator coil ;Optimized for use with R-32 refrigerant including circuits and manifolds;R-32 sensor designed for the life span of the coil;Factory-installed thermal expansion valves for cooling and heat pump applications;Standardized copper suction tube stub length;Check flowrator for cooling and heat pump applications;Vertical application;21" depth for easier attic access;Single front access panel;Foil-faced insulation covers the internal casing to reduce cabinet condensation;Galvanized, leather grain-embossed finish;Rust resistant, thermoplastic drain pan featuring a low water-retention design;DecaBDE-free thermoplastic drain pan with secondary drain connections;Drain pan rails designed to remove and reposition coils with ease without compromising structural integrity;UV-resistant drain pan;AHRI certified;ETL Listed |  | Ducted | No |  |  | EAR99 | [6 empty] | 663051688322 | EA | 12 | USA | 8415.90.8025 | 8415.90.90.00 | CAPTA AlumaFin7â„¢ Cased Evaporator Coil, Upflow/Downflow, 1.5-2 Ton, 14 in Cabinet with TXV Expansion | 2T Cased Upflow/Downflow R-32 Coil with TXV | [35 empty] | Yes | CAPTA2422A3 | [72 empty] | Painted | Cased | [15 empty] | 21 in | 22 in | 14 in | [7 empty] | TXV | [79 empty] | 2.0 | 1.5;2 |  | 3/4 in | [7 empty] | 3/4 in |  |  | 3/8 in |  |  |  |  | R-32 | [10 empty] | Yes | CTN | 1 | 26.00 in | 24.75 in | 16.25 in |  |  |  | 54.00 in | 54.00 in | 50.00 in | 26.00 in | 24.75 in | 16.25 in |  | 10456.875 inÂ³ | 0.0000 | 10456.875 inÂ³ |  | 43.000 lb |  | 43.000 lb | ALL PARTS - 5 YEARS PARTS | ALL PARTS - 10 YEARS PARTS | ALL PARTS - 10 YEARS PARTS | 10 YEARS UNIT REPLACEMENT | 5 YEARS UNIT REPLACEMENT | 10 YEARS UNIT REPLACEMENT |  |  |  | ALL PARTS - 5 YEARS PARTS | ALL PARTS - 5 YEARS PARTS | ALL PARTS - 5 YEARS PARTS | 5 YEARS UNIT REPLACEMENT | 5 YEARS UNIT REPLACEMENT | 5 YEARS UNIT REPLACEMENT |  | CAPTA AlumaFin7â„¢ Evaporator Coil, Upflow/Downflow, 2.0 Ton | CAPTA AlumaFin7â„¢ Evaporator Coil, Upflow/Downflow, 2.0 Ton | CAPTA AlumaFin7â„¢ Cased Evaporator Coil, Upflow/Downflow, 1.5-2 Ton, 14 in Cabinet with TXV Expansion | Active | 0230K00007;0230K00044;DPICX-AB;HTP7-A;0230K00007;0230K00044 | Equipment/Residential Split System/Coil
GD9T960803BN | Goodman | Unitary | Gas Furnace | Unitary Split System | Heating Only | Equipment | Indoor | Residential-Single Family | GD9T96 | GD9T96 | Goodman 96% AFUE Gas Furnace Multi Speed ECM, Two Stage | 0.96 | Two Stage, Multi-Speed ECM Gas Furnace Up to 96% AFUE | "1. High reliability and quality2. Faster condensate water drainage and no unit water leakage3. Durable and long igniter life4. Provisions for electronic air cleaner and humidifier5. Energy Efficient and quiet circulation6. Lower NOx emission7. Self-diagnostic control board with constant memory8. Meets the performance requirements for AHRI certification and complies with ETL North American safety standards9. Operates on two-stage or single-stage thermostats10. Easy Connection for EAC and Humidifier" | "1. Heavy-duty aluminized-steel tubular heat exchanger2. Stainless-steel sloped secondary heat exchanger3. Silicon Nitride igniter4. Color-coded low-voltage terminals 5. Multi-speed ECM blower motor with continuous fan speed6. All models comply with California 40 ng/J 7. Fault code LED Output8. AHRI Certified and ETL Listed9. Two-stage gas valve10. Furnace control board with self-diagnostics and provisions for electronic air cleaner and 120-volt or 24-volt humidifiers" |  | Ducted | No |  |  | EAR99 | [6 empty] | 663051688780 | EA | 4 | USA | 7322.90.0015 | 7322.90.10.21 | Goodman 96% AFUE GD9T96 Gas Furnace Multi Speed ECM, Two Stage, Downflow/Horizontal, 80000 Btu BTUH/H, Low NOx | 96% eem cflow furnace | 96 % | [33 empty] | Downflow/Horizontal | Yes | GD9T960803BN | [31 empty] | 40-70 Â°F | 30-60 Â°F | [11 empty] | 15 A |  |  | 7.8 A |  |  |  |  | 60 Hz | 1 Ph |  | 115 V |  |  |  | 1277 ftÂ³/min |  | 1124 ftÂ³/min | [23 empty] | 11 in | 8 in |  |  | 28 in | 33-3/8 in | 17-1/2 in | [14 empty] | Air Cooled | [7 empty] | Multi Speed ECM |  |  |  |  | Low NOx | [24 empty] | 118 lb |  | 0.5 metric hp | [26 empty] | 80000 Btu | 76800 |  | 56000 | 53760 | [6 empty] | Two Stage | [24 empty] | Yes | CTN | 1 | 30.00 in | 38.50 in | 18.50 in |  |  |  | 60.00 in | 38.50 in | 37.00 in | 30.00 in | 38.50 in | 18.50 in |  | 21367.500 inÂ³ | 0.0000 | 21367.500 inÂ³ |  | 124.500 lb |  | 124.500 lb | HEAT EXCHANGER - 20 YEARS PARTS;ALL PARTS - 5 YEARS PARTS | ALL PARTS - 10 YEARS PARTS;HEAT EXCHANGER - 20 YEARS PARTS | HEAT EXCHANGER - LIFETIME PARTS;HEAT EXCHANGER - 20 YEARS PARTS;ALL PARTS - 10 YEARS PARTS;ALL PARTS - 10 YEARS PARTS;HEAT EXCHANGER - 79 YEARS PARTS |  |  | HEAT EXCHANGER - 10 YEARS UNIT REPLACEMENT;HEAT EXCHANGER - 10 YEARS UNIT REPLACEMENT |  |  |  | ALL PARTS - 5 YEARS PARTS;HEAT EXCHANGER - 20 YEARS PARTS | ALL PARTS - 5 YEARS PARTS;HEAT EXCHANGER - 20 YEARS PARTS | HEAT EXCHANGER - 20 YEARS PARTS;ALL PARTS - 5 YEARS PARTS |  |  |  |  | Goodman 96% AFUE Gas Furnace Multi Speed ECM, Two Stage | Goodman 96% AFUE Gas Furnace Multi Speed ECM, Two Stage, Downflow/Horizontal, 80000 BTUH/H, Low NOx | Goodman 96% AFUE Gas Furnace Multi Speed ECM, Two Stage, Downflow/Horizontal, 80000 BTUH/H, Low NOx | Active |  | Equipment/Residential Split System/Gas Furnace
GLZS4MA1810 | Goodman | Unitary | Split Heat Pump | Unitary Split System | Heat Pump | Equipment | Outdoor | Residential-Single Family | GLZS4M | GLZSM4 | Goodman Split Heat Pump 14.3 SEER2, Single Stage | 14.3 SEER2 | Energy-Efficient Multi-Family R-32 Split System Heat Pump, up to 15.2 SEER2 and 7.8 HSPF2, 1-1/2 to 3 Tons | Meets the 2023 M1 Test Standards | High-efficiency compressor;SmartShiftÂ® technology to ensure quiet reliable defrost;Enhanced aluminum fin coil- 5 mm diameter on 1.5T-3.5 Ton;Enhanced aluminum fin coil with 7mm diameter copper tubes in 4.0- to 5.0-ton;Single-speed PSC condenser fan motor;Factory-installed bi-flow liquid-line filter drier;Factory-installed suction-line accumulator;Factory-installed compressor crankcase heater;Factory-installed high-capacity muffler;High- and low-pressure switches;Service valves with sweat connections and easy access to gauge ports;Fully charged for 15â€™ of tubing length;Fully enclosed contractor with lug connection;Ground lug connection;Capacitors with extended life;AHRI Certified;ETL Listed | Removable grille-style top design compliant with UL 60335-2-40;Steel louver coil guard;Heavy-gauge galvanized-steel cabinet;Attractive Architectural Gray powder-paint finish with 500-hour salt-spray approval;Top and side maintenance access;When properly anchored, meets the 2023 Florida Building Code unit integrity requirements for hurricane-type winds (Anchor bracket kits available). | Ducted | No |  |  | EAR99 |  | Yes |  |  | R32 Outdoor |  | 663051689695 | EA | 2 |  |  |  | Goodman GLZSM4 Split Heat Pump 14.3 SEER2, Single Stage, Ton, | 14.3 SEER2 HP R32, 1.5 Ton | [12 empty] | 12.5 |  |  | No | 18000 Btu/H |  | 7.8 | [9 empty] | 15.2 | [6 empty] | No | GLZS4MA1810 | [6 empty] | 125 Â°F | 55 Â°F | [6 empty] | 70 Â°F | -20 Â°F |  |  |  |  | 95 Â°F | 75 Â°F |  |  | 47 Â°F | 43 Â°F | [18 empty] | 15 A |  | 253 V | 11.4 A | 197 V |  |  |  | 60 Hz | 1 Ph |  | 208/240 V | 8.3 A | [19 empty] | Single Stage | Scroll | [11 empty] | 29 in | 32.5 in | 29 in | [7 empty] | TXV | [26 empty] | 69 dBA | [17 empty] | 160 lb | [11 empty] | 18000 Btu/H | [12 empty] | 17400 Btu/H | [11 empty] | 0.55 |  | 71 oz | [9 empty] | 3/8 in |  |  |  | 15 ft | R-32 | 200 ft | 79 ft |  |  | 3/4 in | [5 empty] | Yes | CTN | 1 | 30.50 in | 34.50 in | 30.00 in |  |  |  | 30.50 in | 34.50 in | 60.00 in | 30.50 in | 34.50 in | 30.00 in |  | 31567.500 inÂ³ | 0.0000 | 31567.500 inÂ³ |  | 181.000 lb |  | 181.000 lb | ALL PARTS - 5 YEARS PARTS | ALL PARTS - 10 YEARS PARTS | ALL PARTS - 10 YEARS PARTS | [6 empty] | ALL PARTS - 5 YEARS PARTS | ALL PARTS - 5 YEARS PARTS | ALL PARTS - 5 YEARS PARTS |  |  |  |  | Goodman Split Heat Pump 14.3 SEER2, Single Stage | Goodman GLZSM4 Split Heat Pump 14.3 SEER2 & HSPF, Single Stage, Ton, | Goodman GLZSM4 Split Heat Pump 14.3 SEER2 & HSPF, Single Stage, Ton, | Active | 0161R00128;ABK-20;ASC01A;CSR-U-1;FSK01A;LSK02A;OT18-60A;0161R00128 | Equipment/Residential Split System/Split Heat Pump
GD9T800403AX | Goodman | Unitary | Gas Furnace | Unitary Split System | Heating Only | Equipment | Indoor | Residential-Single Family | GD9T80 |  | Goodman 80% AFUE Gas Furnace Multi Speed ECM, Two Stage | 0.8 | Two-Stage Multi-Speed ECM Gas Furnace up to 80% AFUE | High reliabilitynd quality;Durablend long igniter life;Provisions for electronicir cleanernd humidifier;Quietnd Economical heating;Energy Efficientnd quiet circulation;Self-diagnostic control board with constant memory;Operates on two-stage or single-stage thermostats;Easy Connection for EACnd Humidifier | Heavy-dutyluminized-steel tubular heat exchanger;"Silicon Nitride igniter";Color-coded low-voltage terminals ;Two-Stage gas valve; Multi-speed ECM blower motor with continuous fan speed;Fault code LED Output;Two-stage gas valve;Furnace control board with self-diagnosticsnd provisions for electronicir cleanernd 120-volt or 24-volt humidifiers |  | Ducted |  |  |  | EAR99 | [6 empty] | 663051685468 | EA | 6 |  |  |  | Goodman 80% AFUE Gas Furnace Multi Speed ECM, Two Stage, Downflow/Horizontal, 40000 BTUH/H, Low NOx | fer cf furnace | 80 % | [33 empty] | Downflow/Horizontal | No | GD9T800403AX | [31 empty] | 15-45 Â°F | [12 empty] | 15 A |  |  | 8.7 A |  |  |  |  | 60 Hz | 1 Ph |  | 115 V | [29 empty] | 10 in | 6 in |  |  | 28 in | 33-3/8 in | 14 in | [14 empty] | Air Cooled | [7 empty] | Multi Speed ECM |  |  |  |  | Low NOx | [24 empty] | 105 lb |  | 1/2 metric hp | [26 empty] | 40000 Btu | 32,000 |  | 28,000 | 22,400 | [6 empty] | Two Stage | [24 empty] | Yes | CTN | 1 | 30.00 in | 35.50 in | 15.00 in |  |  |  | 60.00 in | 35.50 in | 45.00 in | 30.00 in | 35.50 in | 15.00 in |  | 15975.000 inÂ³ | 0.0000 | 15975.000 inÂ³ |  | 92.500 lb |  | 92.500 lb | HEAT EXCHANGER - 20 YEARS PARTS;ALL PARTS - 5 YEARS PARTS | HEAT EXCHANGER - 20 YEARS PARTS;ALL PARTS - 10 YEARS PARTS | ALL PARTS - 10 YEARS PARTS;HEAT EXCHANGER - 20 YEARS PARTS;HEAT EXCHANGER - LIFETIME PARTS;ALL PARTS - 10 YEARS PARTS;HEAT EXCHANGER - 79 YEARS PARTS |  |  | HEAT EXCHANGER - 10 YEARS UNIT REPLACEMENT;HEAT EXCHANGER - 10 YEARS UNIT REPLACEMENT |  |  |  | ALL PARTS - 5 YEARS PARTS;HEAT EXCHANGER - 20 YEARS PARTS | ALL PARTS - 5 YEARS PARTS;HEAT EXCHANGER - 20 YEARS PARTS | HEAT EXCHANGER - 20 YEARS PARTS;ALL PARTS - 5 YEARS PARTS |  |  |  |  | Goodman 80% AFUE Gas Furnace Multi Speed ECM, Two Stage | Goodman 80% AFUE Gas Furnace Multi Speed ECM, Two Stage, Downflow/Horizontal, 40000 BTUH/H, Low NOx | Goodman 80% AFUE Gas Furnace Multi Speed ECM, Two Stage, Downflow/Horizontal, 40000 BTUH/H, Low NOx | Active |  | Equipment/Residential Split System/Gas Furnace
RK24BXVJU | Daikin | Ductless Mini-Splits | Mini-Split Air Conditioner | Mini-Split | Cooling Only | Equipment | Outdoor | Residential-Single Family | RK_BXVJU | Daikin OTERRA | Daikin Daikin OTERRA Series Outdoor Mini-Split Air Conditioner, Single Zone |  | 0.75- 2.0 Ton Single Split Air Conditioner 20 SEER2/ upto 12.5 EER2 | Energy Savings;Long lasting heat exchanger;Whisper quiet with specially designed airflow pattern;Effective cooling throughout the space;Control via a user-friendly remote control;12 year warranty;Energy Efficient;Discreet wall mount | Inverter Powerful Operation;Anti Corrosion Treatment of Heat Exchanger;Wide Angle Louvers;Vertical Auto Swing (up and Down);Auto Fan Speed;Indoor Unit Quiet Operations;Energy Saving Function;Sleep mode;Indoor unit ON/OFF button;R/C with Backlight;Catechin Filter/Green Tea Filter;Titanium Apatite Air Purifying Filter;Auto restart (after power failure);Extended operation to -4F with facility setting and wind baffles |  |  | No |  |  | EAR99 | [7 empty] | EA | 6 | Malaysia | 8415.90.8065 | 8415.90.90.00 |  | 2 Ton, Cooling only, Ductless ODU Daikin OTERRA | [35 empty] | No | RK24BXVJU | [6 empty] | 115 Â°F | 50 Â°F | [12 empty] | 95 Â°F | 75 Â°F | 80 Â°F | 67 Â°F | [12 empty] | AC |  |  | 55 | 20 A |  |  | L1, L2, L3, Ground | 20 A |  |  | 13.55 A |  |  |  |  | 60 Hz | 1 Ph |  | 208/230 V |  |  | 1879 ftÂ³/min | [17 empty] | Inverter | Swing | [11 empty] | 13-13/16 in | 27-13/32 in | 36-5/8 in | [7 empty] | EEV | [6 empty] | Air Cooled | [5 empty] | 0.63 | [13 empty] | 55 dBA | [17 empty] | 60 lb | [9 empty] | 24000 Btu/H | 7000 Btu/H | 21200 Btu/H |  |  |  | 6.21 kW | [18 empty] | 2 |  | 0.21 |  | 3.86 LB oz | [6 empty] | 5/8 in |  |  | 1/4 in | 0 ft | 25 ft | PVE (FVC50K) | 33 ft | R-410A | 98 ft | 65 ft | [8 empty] | Yes | CTN | 1 | 42.50 in | 30.00 in | 18.25 in |  |  |  | 53.00 in | 65.00 in | 44.00 in | 42.50 in | 30.00 in | 18.25 in | 0 inÂ³ | 23268.750 inÂ³ | 0.0000 | 23268.750 inÂ³ | 0 inÂ³ | 110.000 lb |  | 110.000 lb | ALL PARTS - 5 YEARS PARTS | ALL PARTS - 12 YEARS PARTS | ALL PARTS - 12 YEARS PARTS | [6 empty] | ALL PARTS - 5 YEARS PARTS | ALL PARTS - 5 YEARS PARTS | ALL PARTS - 5 YEARS PARTS |  |  |  |  | 2 Ton, Cooling only, Ductless ODU Daikin OTERRA | 2 Ton, Cooling only, Ductless ODU Daikin OTERRA | 2 Ton, Cooling only, Ductless ODU Daikin OTERRA | Obsolete | BRC51D61;BRC944B2;DACA-WB-1;DACA-WB-3;KEH063A4EA;KPW063B4E;BRC51D61;BRC944B2;DACA-WB-3
GR9S800603BN | Goodman | Unitary | Gas Furnace | Unitary Split System | Heating Only | Equipment | Indoor | Residential-Single Family | GR9S80 |  | Goodman 80% AFUE Gas Furnace Multi Speed ECM, Single Stage | 0.8 | Single-Stage Multi-Speed ECM Gas Furnace Up to 80% AFUE | High reliabilitynd quality;Durablend long-igniter life;Provisions for electronicir cleanernd humidifier;Energy Efficientnd quiet circulation;Self-diagnostic control board with constant memory;Simple installationnd setup;Quietnd simple operation | 1. Heavy-dutyluminized-steel tubular heat exchanger;2. "Silicon Nitride igniter";3. Color-coded low-voltage terminals;4. Multi-speed ECM blower motor with continuous fan speed;5. Fault code LED Output;6. Single-Stage gas Valve;7. Single-speed inducer draft blower |  | Ducted |  |  |  | EAR99 | [6 empty] | 663051684843 | EA | 4 |  |  |  | Goodman 80% AFUE Gas Furnace Multi Speed ECM, Single Stage, Upflow/Horizontal, 60000 BTUH/H, Non NOx Rated | fer cf furnace | 80 % | [33 empty] | Upflow/Horizontal | No | GR9S800603BN | [31 empty] | 20-50 Â°F | [12 empty] | 15 A |  |  | 8.7 A |  |  |  |  | 60 Hz | 1 Ph |  | 115 V |  |  |  | 1260 ftÂ³/min | [25 empty] | 10 in | 8 in |  |  | 28 in | 33-3/8 in | 17-1/2 in | [14 empty] | Air Cooled | [7 empty] | Multi Speed ECM |  |  |  |  | Non NOx Rated | [24 empty] | 100 lb |  | 1/2 metric hp | [26 empty] | 60000 Btu | 48,000 | [9 empty] | Single Stage | [24 empty] | Yes | CTN | 1 | 30.00 in | 35.50 in | 18.50 in |  |  |  | 60.00 in | 35.50 in | 37.00 in | 30.00 in | 35.50 in | 18.50 in |  | 19702.500 inÂ³ | 0.0000 | 19702.500 inÂ³ |  | 99.000 lb |  | 99.000 lb | HEAT EXCHANGER - 20 YEARS PARTS;ALL PARTS - 5 YEARS PARTS | HEAT EXCHANGER - 20 YEARS PARTS;ALL PARTS - 10 YEARS PARTS | HEAT EXCHANGER - LIFETIME PARTS;HEAT EXCHANGER - 20 YEARS PARTS;ALL PARTS - 10 YEARS PARTS;ALL PARTS - 10 YEARS PARTS;HEAT EXCHANGER - 79 YEARS PARTS | [6 empty] | ALL PARTS - 5 YEARS PARTS;HEAT EXCHANGER - 20 YEARS PARTS | ALL PARTS - 5 YEARS PARTS;HEAT EXCHANGER - 20 YEARS PARTS | ALL PARTS - 5 YEARS PARTS;HEAT EXCHANGER - 20 YEARS PARTS |  |  |  |  | Goodman 80% AFUE Gas Furnace Multi Speed ECM, Single Stage | Goodman 80% AFUE Gas Furnace Multi Speed ECM, Single Stage, Upflow/Horizontal, 60000 BTUH/H, Non NOx Rated | Goodman 80% AFUE Gas Furnace Multi Speed ECM, Single Stage, Upflow/Horizontal, 60000 BTUH/H, Non NOx Rated | Active |  | Equipment/Residential Split System/Gas Furnace
GLZS5BA6010 | Goodman | Unitary | Split Heat Pump | Unitary Split System | Heat Pump | Equipment | Outdoor | Residential-Single Family | GLZS5B | GLZS5B | Goodman Split Heat Pump 16 SEER2, Single Stage | 16 SEER2 | High-Effciency, Communication, Split System Heat Pump Up to 16 SEER2 & 8.2 HSPF2 | Meets the 2023 M1 Test Standards | High-efficiency scroll compressor;SmartShiftÂ® technology to ensure quiet reliable defrost;Enhanced aluminum fin with coil-5mm diameter copper tubes in 1.5T-3.5T;Enhanced aluminum fin coil with 7mm diameter copper tubes 4.0-5.0 ton;Single-speed PSC condenser fan motor;Factory-installed suction-line accumulator;Factory-installed compressor crankcase heater;Factory-installed high-capacity muffler;High- and low-pressure switches;Service valves with sweat connections and easy access to gauge ports;Fully charged for 15â€™ of tubing length;Fully enclosed contactor;Ground lug connection;Capacitor with extended life; AHRI Certified; ETL Listed | Removable grille style top design compliant with UL 60335-2-40;Steel louver coil guard;Heavy-gauge galvanized-steel cabinet;Attractive Architectural Gray powder-paint finish with 500-hour salt-spray approval;Top and side maintenance access;Single panel access to controls with space provided for field-installed accessories;When properly anchored, meets the 2023 Florida Building Code unit integrity requirements for hurricane-type winds (Anchor bracket kits available.) | Ducted | No | Non-Communicating |  | EAR99 |  | Yes |  |  | R32 Outdoor |  | 663051737693 | EA | 1 | USA | 8415.90.8065 | 8415.90.90.00 | Goodman GLZS5B Split Heat Pump 16 SEER2, Single Stage, 5 Ton, Non-Communicating | 16 SEER2 HP R32, 5 Ton | [12 empty] | 12 |  |  | Yes | 60000 Btu/H |  | 8.2 |  |  | 8.2 | [6 empty] | 15.2 | [6 empty] | Yes | GLZS5BA6010 | [6 empty] | 125 Â°F | 55 Â°F | [6 empty] | 70 Â°F | -20 Â°F |  |  |  |  | 95 Â°F | 75 Â°F |  |  | 47 Â°F | 43 Â°F | [18 empty] | 60 A |  |  | 38.8 A |  |  |  |  | 60 Hz | 1 Ph |  | 208/230 V | 30.2 A | [19 empty] | Single Stage | Scroll | [11 empty] | 35.5 in | 41.625 in | 35.5 in | [7 empty] | TXV | [26 empty] | 74.8 dBA | [17 empty] | 309 lb | [24 empty] | 57000 Btu/H | [9 empty] | 5 |  | 0.64 |  | 185 oz | [9 empty] | 3/8 in |  |  |  | 15 ft | R-32 | 200 ft | 79 ft |  |  | 7/8 in | [5 empty] | Yes | CTN | 1 | 37.00 in | 44.00 in | 37.00 in |  |  |  | 37.00 in | 44.00 in | 37.00 in | 37.00 in | 44.00 in | 37.00 in |  | 60236.000 inÂ³ | 0.0000 | 60236.000 inÂ³ |  | 316.000 lb |  | 316.000 lb | ALL PARTS - 5 YEARS PARTS | ALL PARTS - 10 YEARS PARTS | ALL PARTS - 10 YEARS PARTS | [6 empty] | ALL PARTS - 5 YEARS PARTS | ALL PARTS - 5 YEARS PARTS | ALL PARTS - 5 YEARS PARTS |  |  |  |  | Goodman Split Heat Pump 16 SEER2, Single Stage | Goodman GLZS5B Split Heat Pump 16 SEER2 & 8.2 HSPF, Single Stage, 5 Ton, Non-Communicating | Goodman GLZS5B Split Heat Pump 16 SEER2 & 8.2 HSPF, Single Stage, 5 Ton, Non-Communicating | Active | 0161R00128;ABK-20;CSR-U-2;CSR-U-3;FSK01A;OT18-60A;TXV-FX-KX-5T;0161R00128 | Equipment/Residential Split System/Split Heat Pump
GD9S800403AN | Goodman | Unitary | Gas Furnace | Unitary Split System | Heating Only | Equipment | Indoor | Residential-Single Family | GD9S80 |  | Goodman 80% AFUE Gas Furnace Multi Speed ECM, Single Stage | 0.8 | Single-Stage Multi-Speed ECM Gas Furnace 80% AFUE | Higher reliabilitynd quality;Durablend long igniter life;Provisions for electronicir cleanernd humidifier;Energy Efficientnd quiet circulation;Self-diagnostic control board with constant memory;Simple installationnd setup;Quietnd simple operation | Heavy-duty stainless-steel tubular heat exchanger;"Silicon Nitride igniter";Color-coded low-voltage terminals;Multi-speed ECM blower motor with continuous fan speed;Fault code LED Output;Single-Stage gas Valve;Single-speed inducer draft blower |  | Ducted |  |  |  | EAR99 | [6 empty] | 663051684720 | EA | 6 |  |  |  | Goodman 80% AFUE Gas Furnace Multi Speed ECM, Single Stage, Downflow/Horizontal, 40000 BTUH/H, Non NOx Rated | fer cf furnace | 80 % | [33 empty] | Downflow/Horizontal | No | GD9S800403AN | [31 empty] | 25-55 Â°F | [12 empty] | 15 A |  |  | 8.7 A |  |  |  |  | 60 Hz | 1 Ph |  | 115 V |  |  |  | 1081 ftÂ³/min | [25 empty] | 10 in | 6 in |  |  | 28 in | 33-3/8 in | 14 in | [14 empty] | Air Cooled | [7 empty] | Multi Speed ECM |  |  |  |  | Non NOx Rated | [24 empty] | 90 lb |  | 1/2 metric hp | [26 empty] | 40000 Btu | 32,000 | [9 empty] | Single Stage | [24 empty] | Yes | CTN | 1 | 30.00 in | 35.50 in | 15.00 in |  |  |  | 60.00 in | 35.50 in | 45.00 in | 30.00 in | 35.50 in | 15.00 in |  | 15975.000 inÂ³ | 0.0000 | 15975.000 inÂ³ |  | 91.000 lb |  | 91.000 lb | ALL PARTS - 5 YEARS PARTS;HEAT EXCHANGER - 20 YEARS PARTS | ALL PARTS - 10 YEARS PARTS;HEAT EXCHANGER - 20 YEARS PARTS | HEAT EXCHANGER - 20 YEARS PARTS;HEAT EXCHANGER - LIFETIME PARTS;HEAT EXCHANGER - 79 YEARS PARTS;ALL PARTS - 10 YEARS PARTS;ALL PARTS - 10 YEARS PARTS | [6 empty] | ALL PARTS - 5 YEARS PARTS;HEAT EXCHANGER - 20 YEARS PARTS | ALL PARTS - 5 YEARS PARTS;HEAT EXCHANGER - 20 YEARS PARTS | HEAT EXCHANGER - 20 YEARS PARTS;ALL PARTS - 5 YEARS PARTS |  |  |  |  | Goodman 80% AFUE Gas Furnace Multi Speed ECM, Single Stage | Goodman 80% AFUE Gas Furnace Multi Speed ECM, Single Stage, Downflow/Horizontal, 40000 BTUH/H, Non NOx Rated | Goodman 80% AFUE Gas Furnace Multi Speed ECM, Single Stage, Downflow/Horizontal, 40000 BTUH/H, Non NOx Rated | Active |  | Equipment/Residential Split System/Gas Furnace
GLZS4MA2410 | Goodman | Unitary | Split Heat Pump | Unitary Split System | Heat Pump | Equipment | Outdoor | Residential-Single Family | GLZS4M | GLZSM4 | Goodman Split Heat Pump 14.3 SEER2, Single Stage | 14.3 SEER2 | Energy-Efficient Multi-Family R-32 Split System Heat Pump, up to 15.2 SEER2 and 7.8 HSPF2, 1-1/2 to 3 Tons | Meets the 2023 M1 Test Standards | High-efficiency compressor;SmartShiftÂ® technology to ensure quiet reliable defrost;Enhanced aluminum fin coil- 5 mm diameter on 1.5T-3.5 Ton;Enhanced aluminum fin coil with 7mm diameter copper tubes in 4.0- to 5.0-ton;Single-speed PSC condenser fan motor;Factory-installed bi-flow liquid-line filter drier;Factory-installed suction-line accumulator;Factory-installed compressor crankcase heater;Factory-installed high-capacity muffler;High- and low-pressure switches;Service valves with sweat connections and easy access to gauge ports;Fully charged for 15â€™ of tubing length;Fully enclosed contractor with lug connection;Ground lug connection;Capacitors with extended life;AHRI Certified;ETL Listed | Removable grille-style top design compliant with UL 60335-2-40;Steel louver coil guard;Heavy-gauge galvanized-steel cabinet;Attractive Architectural Gray powder-paint finish with 500-hour salt-spray approval;Top and side maintenance access;When properly anchored, meets the 2023 Florida Building Code unit integrity requirements for hurricane-type winds (Anchor bracket kits available). | Ducted | No |  |  | EAR99 |  | Yes |  |  | R32 Outdoor |  | 663051689701 | EA | 2 |  |  |  | Goodman GLZSM4 Split Heat Pump 14.3 SEER2, Single Stage, Ton, | 14.3 SEER2 HP R32, 2 Ton | [12 empty] | 12.5 |  |  | No | 24000 Btu/H |  | 7.8 | [9 empty] | 15.2 | [6 empty] | No | GLZS4MA2410 | [6 empty] | 125 Â°F | 55 Â°F | [6 empty] | 70 Â°F | -20 Â°F |  |  |  |  | 95 Â°F | 75 Â°F |  |  | 47 Â°F | 43 Â°F | [18 empty] | 20 A |  | 253 V | 13.8 A | 197 V |  |  |  | 60 Hz | 1 Ph |  | 208/240 V | 10.2 A | [19 empty] | Single Stage | Scroll | [11 empty] | 29 in | 32.5 in | 29 in | [7 empty] | TXV | [26 empty] | 69 dBA | [17 empty] | 160 lb | [11 empty] | 23800 Btu/H | [12 empty] | 22000 Btu/H | [11 empty] | 0.55 |  | 70 oz | [9 empty] | 3/8 in |  |  |  | 15 ft | R-32 | 200 ft | 79 ft |  |  | 3/4 in | [5 empty] | Yes | CTN | 1 | 30.50 in | 34.50 in | 30.00 in |  |  |  | 30.50 in | 34.50 in | 60.00 in | 30.50 in | 34.50 in | 30.00 in |  | 31567.500 inÂ³ | 0.0000 | 31567.500 inÂ³ |  | 170.000 lb |  | 170.000 lb | ALL PARTS - 5 YEARS PARTS | ALL PARTS - 10 YEARS PARTS | ALL PARTS - 10 YEARS PARTS | [6 empty] | ALL PARTS - 5 YEARS PARTS | ALL PARTS - 5 YEARS PARTS | ALL PARTS - 5 YEARS PARTS |  |  |  |  | Goodman Split Heat Pump 14.3 SEER2, Single Stage | Goodman GLZSM4 Split Heat Pump 14.3 SEER2 & HSPF, Single Stage, Ton, | Goodman GLZSM4 Split Heat Pump 14.3 SEER2 & HSPF, Single Stage, Ton, | Active | 0161R00128;ABK-20;ASC01A;CSR-U-1;FSK01A;LSK02A;OT18-60A;0161R00128 | Equipment/Residential Split System/Split Heat Pump
GLXS5BA6010 | Goodman | Unitary | Split Air Conditioner | Unitary Split System | Cooling Only | Equipment | Outdoor | Residential-Single Family | GLXS5 | GLXS5B | Goodman Split Air Conditioner 15.2 SEER2, Two Stage | 15.2 SEER2 |  |  | High-efficiency scroll compressor;Factory-installed filter drier;Fully charged for 15â€™ of tubing length;Copper tube/enhanced aluminum fincoil -5mm diameter on 1.5-3.0T;Service valves with sweat connectionsand easy-to-access gauge ports;Enclosed contactor with lug connection;Ground lug connection;High-pressure switch;AHRI Certified;ETL Listed | Removable grille-style top designcompliant with UL 60335-2-40;Heavy-gauge galvanized-steel cabinet;Attractive Architectural Gray powder-paintfinish with 500-hour salt-spray approval;Steel louver coil guard;Single-panel access to controls with spaceprovided for field-installed accessories;When properly anchored, meets the 2023 FloridaBuilding Code unit integrity requirements forhurricane-type winds (Anchor bracket kits available.) |  | No | Non-Communicating |  | EAR99 | [6 empty] | 663051735521 | EA | 1 | USA | 8415.90.8065 | 8415.90.90.00 | Goodman Split Air Conditioner 15.2 SEER2, Two Stage, 5 Ton, Non-Communicating | 15.2 SEER2 R-32 AC, 5 Ton | [35 empty] | Yes | GLXS5BA6010 | [6 empty] | 115 Â°F | 55 Â°F | [12 empty] | 95 Â°F | 72 Â°F | 80 Â°F | 67 Â°F | [10 empty] | 27.1 A | [9 empty] | 60 A |  |  | 36.4 A |  |  |  |  | 60 Hz | 1 Ph |  | 208/230 V | [20 empty] | Two Stage | Scroll | [11 empty] | 35.5 in | 41.625 in | 35.5 in | [34 empty] | 75.6 dBA | [52 empty] | 5 |  |  |  | 167 oz | [13 empty] | 15 ft | R-32 | 79 ft | 50 ft |  | 3/8 in | 7/8 in | [5 empty] | Yes | CTN | 1 | 37.00 in | 44.00 in | 37.00 in |  |  |  | 37.00 in | 44.00 in | 37.00 in | 37.00 in | 44.00 in | 37.00 in |  | 60236.000 inÂ³ | 0.0000 | 60236.000 inÂ³ |  | 297.000 lb |  | 297.000 lb | ALL PARTS - 5 YEARS PARTS | ALL PARTS - 10 YEARS PARTS | ALL PARTS - 10 YEARS PARTS | [6 empty] | ALL PARTS - 5 YEARS PARTS | ALL PARTS - 5 YEARS PARTS | ALL PARTS - 5 YEARS PARTS |  |  |  |  | Goodman Split Air Conditioner 15.2 SEER2, Two Stage | Goodman Split Air Conditioner 15.2 SEER2, Two Stage, 5 Ton, Non-Communicating | Goodman Split Air Conditioner 15.2 SEER2, Two Stage, 5 Ton, Non-Communicating | Active | 0130R00000S;ABK-20;ASC01A;CSR-U-2;CSR-U-3;FSK01A;LSK02A | Equipment/Residential Split System/Split Air Conditioner
GR9T801005CN | Goodman | Unitary | Gas Furnace | Unitary Split System | Heating Only | Equipment | Indoor | Residential-Single Family | GR9T80 |  | Goodman 80% AFUE Gas Furnace Multi Speed ECM, Two Stage | 0.8 | Two-Stage Multi-Speed ECM Gas Furnace up to 80% AFUE | High reliabilitynd quality;Durablend long igniter life;Provisions for electronicir cleanernd humidifier;Quietnd Economical heating;Energy Efficientnd quiet circulation;Self-diagnostic control board with constant memory;Operates on two-stage or single-stage thermostats;Easy Connection for EACnd Humidifier | Heavy-dutyluminized-steel tubular heat exchanger;"Silicon Nitride igniter";Color-coded low-voltage terminals;Two-Stage gas valve;Multi-speed ECM blower motor with continuous fan speed;Fault code LED Output;Two-stage gas valve;Furnace control board with self-diagnosticsnd provisions for electronicir cleanernd 120-volt or 24-volt humidifiers |  | Ducted |  |  |  | EAR99 | [6 empty] | 663051685680 | EA | 4 | USA | 7322.90.0015 | 7322.90.10.21 | Goodman 80% AFUE Gas Furnace Multi Speed ECM, Two Stage, Upflow/Horizontal, 100000 BTUH/H, Non NOx Rated | fer uf furnace | 80 % | [33 empty] | Upflow/Horizontal | Yes | GR9T801005CN | [31 empty] | 25-55 Â°F | [12 empty] | 20 A |  |  | 15.32 A |  |  |  |  | 60 Hz | 1 Ph |  | 115 V | [29 empty] | 10 in | 10 in |  |  | 28 in | 33-3/8 in | 21 in | [14 empty] | Air Cooled | [7 empty] | Multi Speed ECM |  |  |  |  | Non NOx Rated | [24 empty] | 124 lb |  | 1 metric hp | [26 empty] | 100000 Btu | 80,000 |  | 70,000 | 56,000 | [6 empty] | Two Stage | [24 empty] | Yes | CTN | 1 | 30.00 in | 35.50 in | 22.00 in |  |  |  | 60.00 in | 35.50 in | 44.00 in | 30.00 in | 35.50 in | 22.00 in |  | 23430.000 inÂ³ | 0.0000 | 23430.000 inÂ³ |  | 119.090 lb |  | 119.090 lb | HEAT EXCHANGER - 20 YEARS PARTS;ALL PARTS - 5 YEARS PARTS | ALL PARTS - 10 YEARS PARTS;HEAT EXCHANGER - 20 YEARS PARTS | HEAT EXCHANGER - 79 YEARS PARTS;HEAT EXCHANGER - 20 YEARS PARTS;HEAT EXCHANGER - LIFETIME PARTS;ALL PARTS - 10 YEARS PARTS;ALL PARTS - 10 YEARS PARTS |  |  | HEAT EXCHANGER - 10 YEARS UNIT REPLACEMENT;HEAT EXCHANGER - 10 YEARS UNIT REPLACEMENT |  |  |  | HEAT EXCHANGER - 20 YEARS PARTS;ALL PARTS - 5 YEARS PARTS | HEAT EXCHANGER - 20 YEARS PARTS;ALL PARTS - 5 YEARS PARTS | ALL PARTS - 5 YEARS PARTS;HEAT EXCHANGER - 20 YEARS PARTS |  |  |  |  | Goodman 80% AFUE Gas Furnace Multi Speed ECM, Two Stage | Goodman 80% AFUE Gas Furnace Multi Speed ECM, Two Stage, Upflow/Horizontal, 100000 BTUH/H, Non NOx Rated | Goodman 80% AFUE Gas Furnace Multi Speed ECM, Two Stage, Upflow/Horizontal, 100000 BTUH/H, Non NOx Rated | Active |  | Equipment/Residential Split System/Gas Furnace
CAPFA3022B3 | Corporate | Unitary | Coil | Unitary Split System | Cooling Only | Equipment | Indoor | Residential-Single Family | CAPFA_32 | CAPFA AlumaFin7â„¢ | CAPFA AlumaFin7â„¢ Evaporator Coil, Upflow/Downflow, 2.5 Ton |  | CAPFA AlumaFin7â„¢ Evaporator Coil |  | All-Aluminum evaporator coil;Optimized for use with R-32 refrigerant including circuits and manifolds;R-32 sensor designed for the life span of the coil;Factory-installed optimized metering device (piston);Standardized copper suction tube stub length;21" depth for easier attic access;Single front access panel;Foil-faced insulation covers the internal casing to reduce cabinet condensation;Vertical application;Galvanized, leather grain-embossed finish;Rust resistant, thermoplastic drain pans featuring a low water-retention design;DecaBDE-free thermoplastic drain pan with secondary drain connections;Drain pan rails designed to remove and reposition coils with ease without compromising structural integrity;UV-resistant drain pan;AHRI certified;ETL listed |  | Ducted | No |  |  | EAR99 | [6 empty] | 663051696242 | EA | 12 | USA | 8415.90.8025 | 8415.90.90.00 | CAPFA AlumaFin7â„¢ Cased Aluminum Evaporator Coil, Upflow/Downflow, 2-2.5 Ton, 22 in Cabinet with Orifice Expansion | 2.5T Cased Upflow/Downflow R-32 Coil | [35 empty] | Yes | CAPFA3022B3 | [72 empty] | Painted | Cased | [15 empty] | 17.5 in | 21 in | 22 in |  |  |  |  | 3 | 17 |  | Orifice | [79 empty] | 2.5 | 2;2.5 |  | 3/4 in | [7 empty] | 3/4 in |  |  | 3/8 in |  |  |  |  | R-32 | [10 empty] | Yes | CTN | 1 | 26.00 in | 24.50 in | 20.00 in |  |  |  | 54.00 in | 78.00 in | 41.00 in | 26.00 in | 24.50 in | 20.00 in |  | 12740.000 inÂ³ | 0.0000 | 12740.000 inÂ³ |  | 42.090 lb |  | 42.090 lb | ALL PARTS - 5 YEARS PARTS | ALL PARTS - 10 YEARS PARTS | ALL PARTS - 10 YEARS PARTS | 10 YEARS UNIT REPLACEMENT | 5 YEARS UNIT REPLACEMENT | 10 YEARS UNIT REPLACEMENT |  |  |  | ALL PARTS - 5 YEARS PARTS | ALL PARTS - 5 YEARS PARTS | ALL PARTS - 5 YEARS PARTS | 5 YEARS UNIT REPLACEMENT | 5 YEARS UNIT REPLACEMENT | 5 YEARS UNIT REPLACEMENT |  | CAPFA AlumaFin7â„¢ Evaporator Coil, Upflow/Downflow, 2.5 Ton | CAPFA AlumaFin7â„¢ Evaporator Coil, Upflow/Downflow, 2.5 Ton | CAPFA AlumaFin7â„¢ Cased Aluminum Evaporator Coil, Upflow/Downflow, 2-2.5 Ton, 22 in Cabinet with Orifice Expansion | Active |  | Equipment/Residential Split System/Coil
GLXS4BA3610 | Goodman | Unitary | Split Air Conditioner | Unitary Split System | Cooling Only | Equipment | Outdoor | Residential-Single Family | GLXS4B | GLXS4B | Goodman Split Air Conditioner 14.3 SEER2, Single Stage | 14.3 SEER2 | Energy-Efficient Classic R-32 Split System Air Conditioner, 14.3 SEER2, 1Â½ To 5 Tons |  | High efficiency scroll compressor;High-density foam compressor sound blanket;Advanced CopelandÂ® CoreSenseâ„¢ Technology;Fully charged for 15' of tubing length;Copper tube/ enhanced aluminum fin coil-5mm diameter;Factory-installed filter drier;Sweat connection service valves with easy access to gauge ports;Enclosed contactor with lug connection;High-pressure switch;Capacitors with extended life;AHRI Certified;ETL Listed | Removable grille-style top designcompliant with UL 60335-2-40;Venturi for increased velocity of airflow;Attractive Architectural Gray powder-paintfinish with 500-hour salt-spray approval;Wire fan discharge grille;Steel louver coil guard;Top and side maintenance access;Single-panel access to controls with space provided for field-installed accessories;When properly anchored, meets the 2023 Florida Building Code unit integrity requirements for hurricane-type winds (Anchor bracket kits available.) |  | No | Non-Communicating |  | EAR99 | [6 empty] | 663051691650 | EA | 2 | USA | 8415.90.8085 | 8415.90.90.00 | Goodman Split Air Conditioner 14.3 SEER2, Single Stage, 3 Ton, Non-Communicating | 14.3 SEER2 R-32 AC, 3.0T |  |  | 36000 Btu/H | [9 empty] | 11.7 |  |  | No | [12 empty] | 14.3 | [6 empty] | Yes | GLXS4BA3610 | [6 empty] | 125 Â°F | 55 Â°F | [12 empty] | 95 Â°F | 75 Â°F | [22 empty] | 30 A |  |  | 17.75 A |  |  |  |  | 60 Hz | 1 Ph |  | 208/240 V | 13.44 A | [19 empty] | Single Stage | Scroll | [11 empty] | 29 in | 39.5 in | 29 in | [34 empty] | 67 dBA | [17 empty] | 67 lb | [11 empty] | 34600 Btu/H | [22 empty] | 3 |  | 0.58 |  | 69 oz | [9 empty] | 3/8 in |  |  |  | 15 ft | R-32 | 200 ft | 79 ft |  |  | 7/8 in | [5 empty] | Yes | CTN | 1 | 30.50 in | 42.00 in | 30.00 in |  |  |  | 30.50 in | 42.00 in | 60.00 in | 30.50 in | 42.00 in | 30.00 in |  | 38430.000 inÂ³ | 0.0000 | 38430.000 inÂ³ |  | 186.000 lb |  | 186.000 lb | ALL PARTS - 5 YEARS PARTS | ALL PARTS - 10 YEARS PARTS | ALL PARTS - 10 YEARS PARTS | [6 empty] | ALL PARTS - 5 YEARS PARTS | ALL PARTS - 5 YEARS PARTS | ALL PARTS - 5 YEARS PARTS |  |  |  |  | Goodman Split Air Conditioner 14.3 SEER2, Single Stage | Goodman Split Air Conditioner 14.3 SEER2, Single Stage, 3 Ton, Non-Communicating | Goodman Split Air Conditioner 14.3 SEER2, Single Stage, 3 Ton, Non-Communicating | Active | 0130R00000S;0161R00128;ABK-20;ASC01A;CSR-U-1;FSK01A;LAKT01;LSK02A | Equipment/Residential Split System/Split Air Conditioner
RK09BXVJU | Daikin | Ductless Mini-Splits | Mini-Split Air Conditioner | Mini-Split | Cooling Only | Equipment | Outdoor | Residential-Single Family | RK_BXVJU | Daikin OTERRA | Daikin Daikin OTERRA Series Outdoor Mini-Split Air Conditioner, Single Zone |  | 0.75- 2.0 Ton Single Split Air Conditioner 20 SEER2/ upto 12.5 EER2 | Energy Savings;Long lasting heat exchanger;Whisper quiet with specially designed airflow pattern;Effective cooling throughout the space;Control via a user-friendly remote control;12 year warranty;Energy Efficient;Discreet wall mount | Inverter Powerful Operation;Anti Corrosion Treatment of Heat Exchanger;Wide Angle Louvers;Vertical Auto Swing (up and Down);Auto Fan Speed;Indoor Unit Quiet Operations;Energy Saving Function;Sleep mode;Indoor unit ON/OFF button;R/C with Backlight;Catechin Filter/Green Tea Filter;Titanium Apatite Air Purifying Filter;Auto restart (after power failure);Extended operation to -4F with facility setting and wind baffles |  |  | No |  |  | EAR99 | [7 empty] | EA | 8 | Malaysia | 8415.90.8065 | 8415.90.90.00 |  | 0.75-Ton, Cooling only, Ductless ODU Daikin OTERRA | [35 empty] | No | RK09BXVJU | [6 empty] | 115 Â°F | 50 Â°F | [12 empty] | 95 Â°F | 75 Â°F | 80 Â°F | 67 Â°F | [12 empty] | AC |  |  | 22 | 15 A |  |  | L1, L2, L3, Ground | 15 A |  |  | 12.35 A |  |  |  |  | 60 Hz | 1 Ph |  | 208/230 V |  |  | 1083 ftÂ³/min | [17 empty] | Inverter | Swing | [11 empty] | 11-3/16 in | 21-11/16 in | 26-1/2 in | [7 empty] | EEV | [6 empty] | Air Cooled | [5 empty] | 0.09 | [13 empty] | 46 dBA | [17 empty] | 53 lb | [9 empty] | 10200 Btu/H | 4400 Btu/H | 8900 Btu/H |  |  |  | 2.61 kW | [18 empty] | 0.75 |  | 0.21 |  | 1.54 lb | [6 empty] | 3/8 in |  |  | 1/4 in | 0 ft | 25 ft | PVE (FVC50K) | 33 ft | R-410A | 65 ft | 49 ft | [8 empty] | Yes | CTN | 1 | 31.50 in | 24.00 in | 15.00 in |  |  |  | 62.00 in | 53.00 in | 32.00 in | 31.50 in | 24.00 in | 15.00 in | 0 inÂ³ | 11340.000 inÂ³ | 0.0000 | 11340.000 inÂ³ | 0 inÂ³ | 60.000 lb |  | 60.000 lb | ALL PARTS - 5 YEARS PARTS | ALL PARTS - 12 YEARS PARTS | ALL PARTS - 12 YEARS PARTS | [6 empty] | ALL PARTS - 5 YEARS PARTS | ALL PARTS - 5 YEARS PARTS | ALL PARTS - 5 YEARS PARTS |  |  |  |  | 0.75-Ton, Cooling only, Ductless ODU Daikin OTERRA | 0.75-Ton, Cooling only, Ductless ODU Daikin OTERRA | 0.75-Ton, Cooling only, Ductless ODU Daikin OTERRA | Obsolete | BRC51D61;BRC944B2;DACA-WB-3;KEH067A41E;KKG067A41;KPW937F4;BRC51D61;BRC944B2;DACA-WB-3
GLXS3BN2410 | Goodman | Unitary | Split Air Conditioner | Unitary Split System | Cooling Only | Equipment | Outdoor | Residential-Single Family | GLXS3B | GLXS3B | Goodman Split Air Conditioner 13.4 SEER2, Single Stage | 13.4 SEER2 |  |  | Energy-Efficienct Compressor;Fully charged for 15' of tubing length;Copper tube/ enhanced aluminum fin coil-5mm diameter;Factory-installed filter drier;Sweat connection service valves with easy access to gauge ports;Enclosed contactor with lug connection;High-pressure switch;Capacitors with extended life;AHRI Certified;ETL Listed | Removable grille-style top design compliant with UL 60335-2-40;Venturi for increased velocity of airflow;Attractive Architectural Gray powder-paint finish with 500-hour salt-spray approval;Wire fan discharge grille;Steel louver coil guard;Top and side maintenance access;Single-panel access to controls with space provided for field-installed accessories;When properly anchored, meets the 2023 Florida Building Code unit integrity requirements for hurricane-type winds (Anchor bracket kits available.) |  | No | Non-Communicating |  | EAR99 | [6 empty] | 663051715875 | EA | 2 | USA | 8415.90.8085 | 8415.90.90.00 | Goodman Split Air Conditioner 13.4 SEER2, Single Stage, 2 Ton, Non-Communicating | 13.4 SEER2 R-32 AC, 2.0T |  |  | 24000 Btu/H | [9 empty] | 11.2 |  |  | No | [12 empty] | 13.4 | [6 empty] | Yes | GLXS3BN2410 | [6 empty] | 115 Â°F | 55 Â°F | [12 empty] | 95 Â°F | 75 Â°F | [22 empty] | 15 A |  |  | 10.94 A |  |  |  |  | 60 Hz | 1 Ph |  | 208/230 V | 8.192 A | [19 empty] | Single Stage | Rotary | [11 empty] | 26 in | 27.5 in | 26 in | [34 empty] | 74 dBA | [17 empty] | 114 lb | [11 empty] | 23000 Btu/H | [22 empty] | 2 |  | 0.55 |  | 53 oz | [9 empty] | 3/8 in |  |  |  | 15 ft | R-32 | 150 ft | 79 ft |  |  | 3/4 in | [5 empty] | Yes | CTN | 1 | 27.50 in | 29.50 in | 27.50 in |  |  |  | 27.50 in | 29.50 in | 55.00 in | 27.50 in | 29.50 in | 27.50 in |  | 22309.375 inÂ³ | 0.0000 | 22309.375 inÂ³ |  | 128.000 lb |  | 128.000 lb | ALL PARTS - 5 YEARS PARTS | ALL PARTS - 10 YEARS PARTS | ALL PARTS - 10 YEARS PARTS | [6 empty] | ALL PARTS - 5 YEARS PARTS | ALL PARTS - 5 YEARS PARTS | ALL PARTS - 5 YEARS PARTS |  |  |  |  | Goodman Split Air Conditioner 13.4 SEER2, Single Stage | Goodman Split Air Conditioner 13.4 SEER2, Single Stage, 2 Ton, Non-Communicating | Goodman Split Air Conditioner 13.4 SEER2, Single Stage, 2 Ton, Non-Communicating | Active | 0130R00000S;0161R00128;ABK-20;ASC01A;CSR-U-1;FSK01A;LAKT01;LSK02A | Equipment/Residential Split System/Split Air Conditioner
GR9S800803BN | Goodman | Unitary | Gas Furnace | Unitary Split System | Heating Only | Equipment | Indoor | Residential-Single Family | GR9S80 |  | Goodman 80% AFUE Gas Furnace Multi Speed ECM, Single Stage | 0.8 | Single-Stage Multi-Speed ECM Gas Furnace Up to 80% AFUE | High reliabilitynd quality;Durablend long-igniter life;Provisions for electronicir cleanernd humidifier;Energy Efficientnd quiet circulation;Self-diagnostic control board with constant memory;Simple installationnd setup;Quietnd simple operation | 1. Heavy-dutyluminized-steel tubular heat exchanger;2. "Silicon Nitride igniter";3. Color-coded low-voltage terminals;4. Multi-speed ECM blower motor with continuous fan speed;5. Fault code LED Output;6. Single-Stage gas Valve;7. Single-speed inducer draft blower |  | Ducted |  |  |  | EAR99 | [6 empty] | 663051684881 | EA | 4 |  |  |  | Goodman 80% AFUE Gas Furnace Multi Speed ECM, Single Stage, Upflow/Horizontal, 80000 BTUH/H, Non NOx Rated | fer cf furnace | 80 % | [33 empty] | Upflow/Horizontal | No | GR9S800803BN | [31 empty] | 35-65 Â°F | [12 empty] | 15 A |  |  | 8.7 A |  |  |  |  | 60 Hz | 1 Ph |  | 115 V |  |  |  | 1255 ftÂ³/min | [25 empty] | 10 in | 8 in |  |  | 28 in | 33-3/8 in | 17-1/2 in | [14 empty] | Air Cooled | [7 empty] | Multi Speed ECM |  |  |  |  | Non NOx Rated | [24 empty] | 116 lb |  | 1/2 metric hp | [26 empty] | 80000 Btu | 64,000 | [9 empty] | Single Stage | [24 empty] | Yes | CTN | 1 | 30.00 in | 35.50 in | 18.50 in |  |  |  | 60.00 in | 35.50 in | 37.00 in | 30.00 in | 35.50 in | 18.50 in |  | 19702.500 inÂ³ | 0.0000 | 19702.500 inÂ³ |  | 160.000 lb |  | 160.000 lb | HEAT EXCHANGER - 20 YEARS PARTS;ALL PARTS - 5 YEARS PARTS | ALL PARTS - 10 YEARS PARTS;HEAT EXCHANGER - 20 YEARS PARTS | HEAT EXCHANGER - 20 YEARS PARTS;HEAT EXCHANGER - 79 YEARS PARTS;ALL PARTS - 10 YEARS PARTS;HEAT EXCHANGER - LIFETIME PARTS;ALL PARTS - 10 YEARS PARTS | [6 empty] | HEAT EXCHANGER - 20 YEARS PARTS;ALL PARTS - 5 YEARS PARTS | HEAT EXCHANGER - 20 YEARS PARTS;ALL PARTS - 5 YEARS PARTS | HEAT EXCHANGER - 20 YEARS PARTS;ALL PARTS - 5 YEARS PARTS |  |  |  |  | Goodman 80% AFUE Gas Furnace Multi Speed ECM, Single Stage | Goodman 80% AFUE Gas Furnace Multi Speed ECM, Single Stage, Upflow/Horizontal, 80000 BTUH/H, Non NOx Rated | Goodman 80% AFUE Gas Furnace Multi Speed ECM, Single Stage, Upflow/Horizontal, 80000 BTUH/H, Non NOx Rated | Active |  | Equipment/Residential Split System/Gas Furnace
GR9T801005CX | Goodman | Unitary | Gas Furnace | Unitary Split System | Heating Only | Equipment | Indoor | Residential-Single Family | GR9T80 |  | Goodman 80% AFUE Gas Furnace Multi Speed ECM, Two Stage | 0.8 | Two-Stage Multi-Speed ECM Gas Furnace up to 80% AFUE | High reliabilitynd quality;Durablend long igniter life;Provisions for electronicir cleanernd humidifier;Quietnd Economical heating;Energy Efficientnd quiet circulation;Self-diagnostic control board with constant memory;Operates on two-stage or single-stage thermostats;Easy Connection for EACnd Humidifier | Heavy-dutyluminized-steel tubular heat exchanger;"Silicon Nitride igniter";Color-coded low-voltage terminals;Two-Stage gas valve;Multi-speed ECM blower motor with continuous fan speed;Fault code LED Output;Two-stage gas valve;Furnace control board with self-diagnosticsnd provisions for electronicir cleanernd 120-volt or 24-volt humidifiers |  | Ducted |  |  |  | EAR99 | [6 empty] | 663051685697 | EA | 4 |  |  |  | Goodman 80% AFUE Gas Furnace Multi Speed ECM, Two Stage, Upflow/Horizontal, 100000 BTUH/H, Low NOx | fer uf furnace | 80 % | [33 empty] | Upflow/Horizontal | No | GR9T801005CX | [31 empty] | 25-55 Â°F | [12 empty] | 20 A |  |  | 15.32 A |  |  |  |  | 60 Hz | 1 Ph |  | 115 V | [29 empty] | 10 in | 10 in |  |  | 28 in | 33-3/8 in | 21 in | [14 empty] | Air Cooled | [7 empty] | Multi Speed ECM |  |  |  |  | Low NOx | [24 empty] | 124 lb |  | 1 metric hp | [26 empty] | 100000 Btu | 80,000 |  | 70,000 | 56,000 | [6 empty] | Two Stage | [24 empty] | Yes | CTN | 1 | 30.00 in | 35.50 in | 22.00 in |  |  |  | 60.00 in | 35.50 in | 44.00 in | 30.00 in | 35.50 in | 22.00 in |  | 23430.000 inÂ³ | 0.0000 | 23430.000 inÂ³ |  | 123.000 lb |  | 123.000 lb | ALL PARTS - 5 YEARS PARTS;HEAT EXCHANGER - 20 YEARS PARTS | HEAT EXCHANGER - 20 YEARS PARTS;ALL PARTS - 10 YEARS PARTS | ALL PARTS - 10 YEARS PARTS;ALL PARTS - 10 YEARS PARTS;HEAT EXCHANGER - LIFETIME PARTS;HEAT EXCHANGER - 79 YEARS PARTS;HEAT EXCHANGER - 20 YEARS PARTS |  |  | HEAT EXCHANGER - 10 YEARS UNIT REPLACEMENT;HEAT EXCHANGER - 10 YEARS UNIT REPLACEMENT |  |  |  | ALL PARTS - 5 YEARS PARTS;HEAT EXCHANGER - 20 YEARS PARTS | HEAT EXCHANGER - 20 YEARS PARTS;ALL PARTS - 5 YEARS PARTS | ALL PARTS - 5 YEARS PARTS;HEAT EXCHANGER - 20 YEARS PARTS |  |  |  |  | Goodman 80% AFUE Gas Furnace Multi Speed ECM, Two Stage | Goodman 80% AFUE Gas Furnace Multi Speed ECM, Two Stage, Upflow/Horizontal, 100000 BTUH/H, Low NOx | Goodman 80% AFUE Gas Furnace Multi Speed ECM, Two Stage, Upflow/Horizontal, 100000 BTUH/H, Low NOx | Active |  | Equipment/Residential Split System/Gas Furnace
FTX18BXVJU | Daikin | Ductless Mini-Splits | Mini-Split Fan Coils | Mini-Split | Heat Pump | Equipment | Indoor | Residential-Single Family | FTX_BXVJU | Daikin OTERRA | Series Indoor Mini-Split Fan Coils |  | 0.75 - 2.0 Ton Wall Mounted Unit Heat Pump | Inverter Technology Reduces Energy Cost;Uniform Air Circualtion;Optimal Comfort;Quiet Operations;Clean and Purified Indoor Air;Easy to Clean;Worry Free operation | Inverter;Power-airflow Dual Flaps;Wide Angle Louvers;Vericle Auto-Swing (Up and Down);Auto Fan Speed;Quiet Operation;Auto Defrosting;Automatic Operation;Programme Dry Function;Fan Only Mode;Sleep mode;R/C with backlight & Signal Receiving Sign;Catechin Filter/Green Tea Filter;Titanium Apatite Air-Purifying Filter;Wipe Clean Flat Panel;Auto Restart (after power failure);Self-Diagnosis |  |  | No |  |  | EAR99 | [7 empty] | EA | 12 | Malaysia | 8415.90.8065 | 8415.90.90.00 |  | 1.5 Ton, Heat Pump, Ductless IDU Daikin OTERRA | [35 empty] | No | FTX18BXVJU | [6 empty] | 114.8 Â°F | 50 Â°F | [6 empty] | 64.4 Â°F | 5 Â°F |  |  |  |  | 95 Â°F | 75 Â°F | 80 Â°F | 67 Â°F | 47 Â°F | 43 Â°F | 70 Â°F | 60 Â°F | [8 empty] | AC | [6 empty] | L1, L2, L3, Ground | 20 A |  |  | 16.55 A |  |  |  |  | 60 Hz | 1 Ph |  | 208/230 V |  |  | 716 ftÂ³/min | 716 ftÂ³/min | 467 ftÂ³/min | 467 ftÂ³/min | 605 ftÂ³/min | 605 ftÂ³/min | 754 ftÂ³/min | 754 ftÂ³/min | 395 ftÂ³/min | 395 ftÂ³/min | [21 empty] | 11-1/3 in | 11-11/16 in | 39-1/2 in | [14 empty] | Air Cooled | [5 empty] | 0.41 | [13 empty] | 49 dBA | 49 dBA | 38 dBA | 37 dBA | 44 dBA | 42 dBA |  |  | 33 dBA | 33 dBA | [8 empty] | 31 lb | [11 empty] | 18000 Btu/H |  |  |  | 5.28 kW | [8 empty] | 21600 Btu/H |  |  | 6.33 kW | [6 empty] | 1.5 |  |  | 5/8 in | [7 empty] | 1/2 in |  |  | 1/4 in | 0 ft | 25 ft |  |  | R-410A | 99 ft | [9 empty] | Yes | CTN | 1 | 42.00 in | 14.50 in | 15.00 in |  |  |  | 62.00 in | 48.50 in | 42.00 in | 42.00 in | 14.50 in | 15.00 in | 0 inÂ³ | 9135.000 inÂ³ | 0.0000 | 9135.000 inÂ³ | 0 inÂ³ | 36.000 lb |  | 36.000 lb | ALL PARTS - 5 YEARS PARTS | ALL PARTS - 12 YEARS PARTS | ALL PARTS - 12 YEARS PARTS | [6 empty] | ALL PARTS - 5 YEARS PARTS | ALL PARTS - 5 YEARS PARTS | ALL PARTS - 5 YEARS PARTS |  |  |  |  | 1.5 Ton, Heat Pump, Ductless IDU Daikin OTERRA | 1.5 Ton, Heat Pump, Ductless IDU Daikin OTERRA | 1.5 Ton, Heat Pump, Ductless IDU Daikin OTERRA | Obsolete | AZAI6WSCDKB;AZAI6WSPDKC;BRC51D61;DACA-CP1-1;DACA-CP4-1;DTST-LTE-LA-A;DTST-ONE-ADA-A;AZAI6WSCDKB;AZAI6WSPDKC;BRC51D61;DACA-CP1-1;DACA-CP4-1;DTST-LTE-LA-A;DTST-ONE-ADA-A | Equipment/Mini-Split/Mini-Split Fan Coils
GR9T961005CN | Goodman | Unitary | Gas Furnace | Unitary Split System | Heating Only | Equipment | Indoor | Residential-Single Family | GR9T96 | GR9T96 | Goodman 96 % AFUE Gas Furnace Multi Speed ECM, Two Stage | 0.96 | Two-Stage Multi-Speed ECM Gas Furnace up to 96% AFUE | "1. High reliability and quality2. Faster condensate water drainage and no unit water leakage3. Durable and long igniter life4. Provisions for electronic air cleaner and humidifier5. Quiet and Economical heating6. Energy Efficient and quiet circulation7. Lower NOx emission8. Self-diagnostic control board with constant memory9. Meets the performance requirements for AHRI certification and complies with ETL North American safety standards.10. Tax Credit11. Operates on two-stage or single-stage thermostats12. Easy Connection for EAC and Humidifier" | "1. Heavy-duty aluminized-steel tubular heat exchanger2. Stainless-steel sloped secondary heat exchanger3. Silicon Nitride igniter4. Color-coded low-voltage terminals5. Two-Stage gas valve6. Multi-speed ECM blower motor with continuous fan speed7. All models comply with California 40 ng/J8. Fault code LED Output9. AHRI Certified - ETL Listed10. Energy Star11. Two-stage gas valve12. Furnace control board with self-diagnostics and provisions for electronic air cleaner and 120-volt or 24-volt humidifiers" | "1. Multi-position installation: upflow, horizontal left or right2. Certified for direct vent (2-pipe) or non-direct vent (1 pipe)3. Easy to install top venting with optional side vent4. Convenient left or right connection for gas and electrical service5. Cabinet air leakage (Qleak) less than or equal to 2%6. Fully insulated heat exchanger and blower section7. Bottom or side return air applications8. Heavy-gage steel cabinet with durable finish" | Ducted |  |  |  | EAR99 | [6 empty] | 663051686762 | EA | 4 | USA | 7322.90.0015 | 7322.90.10.21 | Goodman 96% AFUE Gas Furnace Multi Speed ECM, Two Stage, Upflow/Horizontal, 100000 BTUH/H, Low NOx | 96% multi spd ecm uf fur | 96 % | [33 empty] | Upflow/Horizontal | Yes | GR9T961005CN | [31 empty] | 35-65 Â°F | 35-65 Â°F | [11 empty] | 25 A |  |  | 14.4 A |  |  |  |  | 60 Hz | 1 Ph |  | 115 V |  |  |  | 1699 ftÂ³/min |  | 1138 ftÂ³/min | [23 empty] | 11 in | 10 in |  |  | 28 in | 33-3/8 in | 21 in | [14 empty] | Air Cooled | [7 empty] | Multi Speed ECM |  |  |  |  | Low NOx | [24 empty] | 140 lb |  | 1 metric hp | [26 empty] | 100000 Btu | 96000 |  | 70000 | 67200 | [6 empty] | Two Stage | [24 empty] | Yes | CTN | 1 | 30.00 in | 38.50 in | 22.00 in |  |  |  | 60.00 in | 38.50 in | 44.00 in | 30.00 in | 38.50 in | 22.00 in |  | 25410.000 inÂ³ | 0.0000 | 25410.000 inÂ³ |  | 140.090 lb |  | 140.090 lb | ALL PARTS - 5 YEARS PARTS;HEAT EXCHANGER - 20 YEARS PARTS | ALL PARTS - 10 YEARS PARTS;HEAT EXCHANGER - 20 YEARS PARTS | ALL PARTS - 10 YEARS PARTS;HEAT EXCHANGER - 20 YEARS PARTS;HEAT EXCHANGER - LIFETIME PARTS;ALL PARTS - 10 YEARS PARTS;HEAT EXCHANGER - 79 YEARS PARTS |  |  | HEAT EXCHANGER - 10 YEARS UNIT REPLACEMENT;HEAT EXCHANGER - 10 YEARS UNIT REPLACEMENT |  |  |  | ALL PARTS - 5 YEARS PARTS;HEAT EXCHANGER - 20 YEARS PARTS | ALL PARTS - 5 YEARS PARTS;HEAT EXCHANGER - 20 YEARS PARTS | ALL PARTS - 5 YEARS PARTS;HEAT EXCHANGER - 20 YEARS PARTS |  |  |  |  | Goodman 96% AFUE Gas Furnace Multi Speed ECM, Two Stage | Goodman 96% AFUE Gas Furnace Multi Speed ECM, Two Stage, Upflow/Horizontal, 100000 BTUH/H, Low NOx | Goodman 96% AFUE Gas Furnace Multi Speed ECM, Two Stage, Upflow/Horizontal, 100000 BTUH/H, Low NOx | Active |  | Equipment/Residential Split System/Gas Furnace
FTX09BXVJU | Daikin | Ductless Mini-Splits | Mini-Split Fan Coils | Mini-Split | Heat Pump | Equipment | Indoor | Residential-Single Family | FTX_BXVJU | Daikin OTERRA | Series Indoor Mini-Split Fan Coils |  | 0.75 - 2.0 Ton Wall Mounted Unit Heat Pump | Inverter Technology Reduces Energy Cost;Uniform Air Circualtion;Optimal Comfort;Quiet Operations;Clean and Purified Indoor Air;Easy to Clean;Worry Free operation | Inverter;Power-airflow Dual Flaps;Wide Angle Louvers;Vericle Auto-Swing (Up and Down);Auto Fan Speed;Quiet Operation;Auto Defrosting;Automatic Operation;Programme Dry Function;Fan Only Mode;Sleep mode;R/C with backlight & Signal Receiving Sign;Catechin Filter/Green Tea Filter;Titanium Apatite Air-Purifying Filter;Wipe Clean Flat Panel;Auto Restart (after power failure);Self-Diagnosis |  |  | No |  |  | EAR99 | [7 empty] | EA | 20 | Malaysia | 8415.90.8065 | 8415.90.90.00 |  | 0.75- Ton, Heat Pump, Wall Mounted IDU Daikin OTERRA | [35 empty] | No | FTX09BXVJU | [6 empty] | 114.8 Â°F | 50 Â°F | [6 empty] | 64.4 Â°F | 5 Â°F |  |  |  |  | 95 Â°F | 75 Â°F | 80 Â°F | 67 Â°F | 47 Â°F | 43 Â°F | 70 Â°F | 60 Â°F | [8 empty] | AC | [6 empty] | L1, L2, L3, Ground | 15 A |  |  | 12.35 A |  |  |  |  | 60 Hz | 1 Ph |  | 208/230 V |  |  | 431 ftÂ³/min | 402 ftÂ³/min | 249 ftÂ³/min | 249 ftÂ³/min | 322 ftÂ³/min | 322 ftÂ³/min | 466 ftÂ³/min | 466 ftÂ³/min | 142 ftÂ³/min | 219 ftÂ³/min | [21 empty] | 9-27/32 in | 11-1/3 in | 30-29/32 in | [14 empty] | Air Cooled | [5 empty] | 0.09 | [13 empty] | 44 dBA | 43 dBA | 30 dBA | 30 dBA | 37 dBA | 36 dBA |  |  | 19 dBA | 25 dBA | [8 empty] | 20.3 lb | [11 empty] | 8900 Btu/H |  |  |  | 2.61 kW | [8 empty] | 10000 Btu/H |  |  | 2.93 kW | [6 empty] | 0.75 |  |  | 5/8 in | [7 empty] | 3/8 in |  |  | 1/4 in | 0 ft | 25 ft |  |  | R-410A | 65 ft | [9 empty] | Yes | CTN | 1 | 33.00 in | 13.00 in | 14.00 in |  |  |  | 48.00 in | 70.00 in | 42.00 in | 33.00 in | 13.00 in | 14.00 in | 0 inÂ³ | 6006.000 inÂ³ | 0.0000 | 6006.000 inÂ³ | 0 inÂ³ | 24.700 lb |  | 24.700 lb | ALL PARTS - 5 YEARS PARTS | ALL PARTS - 12 YEARS PARTS | ALL PARTS - 12 YEARS PARTS | [6 empty] | ALL PARTS - 5 YEARS PARTS | ALL PARTS - 5 YEARS PARTS | ALL PARTS - 5 YEARS PARTS |  |  |  |  | 0.75- Ton, Heat Pump, Wall Mounted IDU Daikin OTERRA | 0.75- Ton, Heat Pump, Wall Mounted IDU Daikin OTERRA | 0.75- Ton, Heat Pump, Wall Mounted IDU Daikin OTERRA | Obsolete | AZAI6WSCDKB;AZAI6WSPDKC;BRC51D61;DACA-CP1-1;DACA-CP4-1;DTST-LTE-LA-A;DTST-ONE-ADA-A;KRP928BB2S;AZAI6WSCDKB;AZAI6WSPDKC;BRC51D61;DACA-CP1-1;DACA-CP4-1;DTST-LTE-LA-A;DTST-ONE-ADA-A | Equipment/Mini-Split/Mini-Split Fan Coils
AWST30LU1308 | Corporate | Unitary | Air Handler | Unitary Split System | Air Handler | Equipment | Indoor | Residential-Single Family | AWST_32 | AWST | AWST Air Handler, Multi Speed ECM Motor, 2.5 Ton |  | Wall-Mount Air Handler 1Â½ to 3 Tons | All Aluminum Coil;Improved Reliability and Quality;Factory TXV Installed for Quicker Install;More Efficient Refrigerant Metering | AWST Models: Equipped wit a fully adjustable TXV;Direct-drive, multi-speed motors allows air volume variation for heating/cooling;Direct-drive, multi-speed motors allows air volume variation for heating/cooling;Sequence-controlled, rust-resistant nickel chromium heating elements of 3, 5, 8, and 10 kW;Aluminum tubing coils on all models;Factory-installed pull-type disconnect;Thermoplastic drain pan with bottom primary and secondary drain connections;AHRI Certified and ETL Listed;Optimized for use with R-32 refrigerant with factory installed leak detection sensor for A2L mitigation. | Cabinet air leakage less than 2.0% at 1.0 inch H2O when tested in accordance with ASHRAE standard 193;Cabinet air leakage less than 1.4% at 0.5 inch H2O when tested in accordance with ASHRAE standard 193;Built-in filter rack (filter included);Large chassis (2-1/2 and 3 ton units), front return only;Small chassis (1-1/2 and 2 ton units), front or bottom return;Wall-hanging bracket provided | Ducted Wall Mounted | No |  |  | EAR99 | [6 empty] | 663051683693 | EA | 4 | Mexico | 8415.90.8065 | 8415.90.90.00 | AWST Ducted Wall Mounted Air Handler, Multi Speed ECM Motor, 1.5-3 Ton, 24 in Cabinet with TXV Expansion, | 2.5 Ton, Wall-Mount, Unpainted, Air Handler R-32 |  |  | 30000 Btu/H | [32 empty] | No | AWST30LU1308 | [41 empty] | 3.8 A |  |  | 40/45 A |  | 253 V | 37.7/42.8 A | 197 V |  |  |  | 60 Hz | 1 Ph |  | 208/230 V | [29 empty] | 10 in | 8 in | 10 in | 8 in | 21 in | 36 in | 24 in |  |  | 3.35 |  |  |  | 1200 r/min | TXV | [14 empty] | Multi Speed ECM | [6 empty] | 5 | [22 empty] | 109 lb |  | 1/2 metric hp | [32 empty] | 2.5 | 1.5;3 |  | 3/4 in | 0.5 oz | [6 empty] | 3/4 in |  |  | 3/8 in |  |  |  |  | R-32 | [10 empty] | Yes | CTN | 1 | 25.00 in | 39.00 in | 22.50 in |  |  |  | 52.00 in | 44.00 in | 46.00 in | 25.00 in | 39.00 in | 22.50 in |  | 21937.500 inÂ³ | 0.0000 | 21937.500 inÂ³ |  | 106.000 lb |  | 106.000 lb | ALL PARTS - 5 YEARS PARTS | ALL PARTS - 10 YEARS PARTS | ALL PARTS - 10 YEARS PARTS | [6 empty] | ALL PARTS - 5 YEARS PARTS | ALL PARTS - 5 YEARS PARTS | ALL PARTS - 5 YEARS PARTS |  |  |  |  | AWST Air Handler, Multi Speed ECM Motor, 2.5 Ton | AWST Air Handler, Multi Speed ECM Motor, 2.5 Ton | AWST Ducted Wall Mounted Air Handler, Multi Speed ECM Motor, 1.5-3 Ton, 24 in Cabinet with TXV Expansion, | Active | WAD-1;WAD-2 | Equipment/Residential Split System/Air Handler
GR9S800804BX | Goodman | Unitary | Gas Furnace | Unitary Split System | Heating Only | Equipment | Indoor | Residential-Single Family | GR9S80 |  | Goodman 80% AFUE Gas Furnace Multi Speed ECM, Single Stage | 0.8 | Single-Stage Multi-Speed ECM Gas Furnace Up to 80% AFUE | High reliabilitynd quality;Durablend long-igniter life;Provisions for electronicir cleanernd humidifier;Energy Efficientnd quiet circulation;Self-diagnostic control board with constant memory;Simple installationnd setup;Quietnd simple operation | 1. Heavy-dutyluminized-steel tubular heat exchanger;2. "Silicon Nitride igniter";3. Color-coded low-voltage terminals;4. Multi-speed ECM blower motor with continuous fan speed;5. Fault code LED Output;6. Single-Stage gas Valve;7. Single-speed inducer draft blower |  | Ducted |  |  |  | EAR99 | [6 empty] | 663051684911 | EA | 4 |  |  |  | Goodman 80% AFUE Gas Furnace Multi Speed ECM, Single Stage, Upflow/Horizontal, 80000 BTUH/H, Low NOx | fer cf furnace | 80 % | [33 empty] | Upflow/Horizontal | No | GR9S800804BX | [31 empty] | 35-65 Â°F | [12 empty] | 15 A |  |  | 12.45 A |  |  |  |  | 60 Hz | 1 Ph |  | 115 V | [29 empty] | 10 in | 8 in |  |  | 28 in | 33-3/8 in | 17-1/2 in | [14 empty] | Air Cooled | [7 empty] | Multi Speed ECM |  |  |  |  | Low NOx | [24 empty] | 120 lb |  | 3/4 metric hp | [26 empty] | 80000 Btu | 64,000 | [9 empty] | Single Stage | [24 empty] | Yes | CTN | 1 | 30.00 in | 35.50 in | 18.50 in |  |  |  | 60.00 in | 35.50 in | 37.00 in | 30.00 in | 35.50 in | 18.50 in |  | 19702.500 inÂ³ | 0.0000 | 19702.500 inÂ³ |  | 105.000 lb |  | 105.000 lb | ALL PARTS - 5 YEARS PARTS;HEAT EXCHANGER - 20 YEARS PARTS | HEAT EXCHANGER - 20 YEARS PARTS;ALL PARTS - 10 YEARS PARTS | HEAT EXCHANGER - 79 YEARS PARTS;HEAT EXCHANGER - 20 YEARS PARTS;ALL PARTS - 10 YEARS PARTS;HEAT EXCHANGER - LIFETIME PARTS;ALL PARTS - 10 YEARS PARTS | [6 empty] | ALL PARTS - 5 YEARS PARTS;HEAT EXCHANGER - 20 YEARS PARTS | ALL PARTS - 5 YEARS PARTS;HEAT EXCHANGER - 20 YEARS PARTS | HEAT EXCHANGER - 20 YEARS PARTS;ALL PARTS - 5 YEARS PARTS |  |  |  |  | Goodman 80% AFUE Gas Furnace Multi Speed ECM, Single Stage | Goodman 80% AFUE Gas Furnace Multi Speed ECM, Single Stage, Upflow/Horizontal, 80000 BTUH/H, Low NOx | Goodman 80% AFUE Gas Furnace Multi Speed ECM, Single Stage, Upflow/Horizontal, 80000 BTUH/H, Low NOx | Active |  | Equipment/Residential Split System/Gas Furnace
CTXV07AVJU9 | Daikin | Ductless Mini-Splits | Multi-Split Fan Coil | Multi-Split | Cooling Only | Equipment | Indoor | Residential-Single Family | CTXV_AVJU9 | Multi-Split Fan Coil Indoor R-32 | Multi-Split Fan Coil Indoor Indoor Multi-Split Fan Coil |  | 0.5 Ton Wall Mounted Unit | 12 year limited parts warranty with registration | High Wall Mount Small capacity |  | Wall Mounted | Yes |  |  | EAR99 | [7 empty] | EA | 8 | Mexico | 8415.90.8065 | 8415.90.90.00 |  | 1/2 Ton Wall Mounted Unit - R-32 | [35 empty] | No | CTXV07AVJU9 | [43 empty] | L1, L2, L3, G | [14 empty] | 332 ftÂ³/min | 332 ftÂ³/min | 230 ftÂ³/min | 230 ftÂ³/min | 268 ftÂ³/min | 279 ftÂ³/min |  |  | 166 ftÂ³/min | 194 ftÂ³/min | [21 empty] | 8-3/4 in | 11-1/4 in | 30-5/16 in | [14 empty] | Air Cooled | [19 empty] | 40 dBA | 39 dBA | 31 dBA | 28 dBA | 35 dBA | 34 dBA |  |  | 24 dBA | 25 dBA | [8 empty] | 19 lb | [34 empty] | 0.5 |  |  | 5/8 in | [7 empty] | 3/8 in |  |  | 1/4 in |  |  |  |  | R-32 | [10 empty] | Yes | CTN | 1 | 33.00 in | 12.50 in | 14.50 in |  |  |  | 48.00 in | 30.00 in | 45.00 in | 33.00 in | 12.50 in | 14.50 in |  | 5981.000 inÂ³ | 0.0000 | 5981.000 inÂ³ |  | 25.000 lb |  | 25.000 lb | ALL PARTS - 5 YEARS PARTS | ALL PARTS - 12 YEARS PARTS | ALL PARTS - 12 YEARS PARTS | [6 empty] | ALL PARTS - 5 YEARS PARTS | ALL PARTS - 5 YEARS PARTS | ALL PARTS - 5 YEARS PARTS |  |  |  |  | 1/2 Ton Wall Mounted Unit - R-32 | 1/2 Ton Wall Mounted Unit - R-32 | 1/2 Ton Wall Mounted Unit - R-32 | Active | AZAI6WSCDKB;AZAI6WSPDKC;BRC944B2;BRCW901A03;BRCW901A08;DACA-CP1-1;DTST-LTE-ADA-A;DTST-ONE-ADA-A;DTST-TOU-ADA-A;KAF970A46;KRP067A41;KRP928BB2S;AZAI6WSCDKB;AZAI6WSPDKC;BRC944B2;BRCW901A03;BRCW901A08;DACA-CP1-1;DTST-LTE-ADA-A;DTST-ONE-ADA-A;DTST-TOU-ADA-A;KAF970A46;KRP067A41;KRP928BB2S | Equipment/Multi-Split/Multi-Split Fan Coil
GLZS4BA1810 | Goodman | Unitary | Split Heat Pump | Unitary Split System | Heat Pump | Equipment | Outdoor | Residential-Single Family | GLZS4B | GLZS4B | Goodman Split Heat Pump 15.2 SEER2, Single Stage | 15.2 SEER2 | Energy-Efficient Standard Family R-32 Split System Heat Pump, up to 15.2 SEER2 and 7.8 HSPF2, 1-1/2 to 5Tons | Meets the 2023 M1 Test Standards | High-Efficiency Compressor;SmartShift technology to ensure quiet reliable defrost;Factory-installed bi-flow liquid line filter drier;Factory-installed suction-line accumulator;Factory-installed compressor crankcase heater;Factory-installed high-capacity muffler;Enhanched aluminum fin coil with 5mm diameter coper tubes in 1.5 -to 3.5 ton;Enhanched aluminum fin coil with 7mm diameter coper tubes in 4.0 -to 5.0 ton;High and low-pressure switches;Fully charged for 15â€™ of tubing length;Service valves with sweat connections and easy-to-access gauge ports;Fully enclosed contactor with lug connection;Ground lug connection;Single-speed PSC condenser fan motor;Capacitor with extended life;AHRI Certified;ETL Listed | Removable grille style top design compliant with UL 60335-2-40;Steel louver coil guard;Heavy-gauge galvanized-steel cabinet;Attractive Architectural Gray powder-paint finish with 500-hour salt-spray approval;Top and side maintenance access;When properly anchored, meets the 2023 Florida Building Code unit integrity requirements for hurricane-type winds (Anchor bracket kits available | Ducted | No |  |  | EAR99 |  | Yes |  |  | R32 Outdoor |  | 663051689626 | EA | 2 | USA | 8415.90.8085 | 8415.90.90.00 | Goodman GLZS4B Split Heat Pump 15.2 SEER2, Single Stage, Ton, | 14.3 SEER2 HP R32, 1.5 Ton | [12 empty] | 12.5 |  |  | No | 18000 Btu/H |  | 7.5 | [9 empty] | 15.2 | [6 empty] | Yes | GLZS4BA1810 | [6 empty] | 125 Â°F | 55 Â°F | [6 empty] | 70 Â°F | -20 Â°F |  |  |  |  | 95 Â°F | 75 Â°F |  |  | 47 Â°F | 43 Â°F | [18 empty] | 15 A |  |  | 11.2 A |  |  |  |  | 60 Hz | 1 Ph |  | 208/240 V | 8.2 A | [19 empty] | Single Stage | Rotary | [11 empty] | 29 in | 32.5 in | 29 in | [7 empty] | TXV | [26 empty] | 74 dBA | [17 empty] | 160 lb | [11 empty] | 18600 Btu/H | [12 empty] | 18000 Btu/H | [11 empty] | 0.55 |  | 70 oz | [9 empty] | 3/8 in |  |  |  | 15 ft | R-32 | 200 ft | 79 ft |  |  | 3/4 in | [5 empty] | Yes | CTN | 1 | 30.50 in | 34.50 in | 30.00 in |  |  |  | 30.50 in | 34.50 in | 60.00 in | 30.50 in | 34.50 in | 30.00 in |  | 31567.500 inÂ³ | 0.0000 | 31567.500 inÂ³ |  | 166.000 lb |  | 166.000 lb | ALL PARTS - 5 YEARS PARTS | ALL PARTS - 10 YEARS PARTS | ALL PARTS - 10 YEARS PARTS | [6 empty] | ALL PARTS - 5 YEARS PARTS | ALL PARTS - 5 YEARS PARTS | ALL PARTS - 5 YEARS PARTS |  |  |  |  | Goodman Split Heat Pump 15.2 SEER2, Single Stage | Goodman GLZS4B Split Heat Pump 15.2 SEER2 & HSPF, Single Stage, Ton, | Goodman GLZS4B Split Heat Pump 15.2 SEER2 & HSPF, Single Stage, Ton, | Active | 0161R00128;ABK-20;ASC01A;CSR-U-1;FSK01A;LSK02A;OT18-60A;0161R00128 | Equipment/Residential Split System/Split Heat Pump
CAPFA3022A3 | Corporate | Unitary | Coil | Unitary Split System | Cooling Only | Equipment | Indoor | Residential-Single Family | CAPFA_32 | CAPFA AlumaFin7â„¢ | CAPFA AlumaFin7â„¢ Evaporator Coil, Upflow/Downflow, 2.5 Ton |  | CAPFA AlumaFin7â„¢ Evaporator Coil |  | All-Aluminum evaporator coil;Optimized for use with R-32 refrigerant including circuits and manifolds;R-32 sensor designed for the life span of the coil;Factory-installed optimized metering device (piston);Standardized copper suction tube stub length;21" depth for easier attic access;Single front access panel;Foil-faced insulation covers the internal casing to reduce cabinet condensation;Vertical application;Galvanized, leather grain-embossed finish;Rust resistant, thermoplastic drain pans featuring a low water-retention design;DecaBDE-free thermoplastic drain pan with secondary drain connections;Drain pan rails designed to remove and reposition coils with ease without compromising structural integrity;UV-resistant drain pan;AHRI certified;ETL listed |  | Ducted | No |  |  | EAR99 | [6 empty] | 663051696235 | EA | 12 | USA | 8415.90.8025 | 8415.90.90.00 | CAPFA AlumaFin7â„¢ Cased Aluminum Evaporator Coil, Upflow/Downflow, 2-2.5 Ton, 22 in Cabinet with Orifice Expansion | 2.5T Cased Upflow/Downflow R-32 Coil | [35 empty] | Yes | CAPFA3022A3 | [72 empty] | Painted | Cased | [15 empty] | 14 in | 21 in | 22 in |  |  |  |  | 3 | 17 |  | Orifice | [79 empty] | 2.5 | 2;2.5 |  | 3/4 in | [7 empty] | 3/4 in |  |  | 3/8 in |  |  |  |  | R-32 | [10 empty] | Yes | CTN | 1 | 26.00 in | 24.75 in | 16.25 in |  |  |  | 54.00 in | 54.00 in | 50.00 in | 26.00 in | 24.75 in | 16.25 in |  | 10456.875 inÂ³ | 0.0000 | 10456.875 inÂ³ |  | 36.090 lb |  | 36.090 lb | ALL PARTS - 5 YEARS PARTS | ALL PARTS - 10 YEARS PARTS | ALL PARTS - 10 YEARS PARTS | 10 YEARS UNIT REPLACEMENT | 5 YEARS UNIT REPLACEMENT | 10 YEARS UNIT REPLACEMENT | [10 empty] | CAPFA AlumaFin7â„¢ Evaporator Coil, Upflow/Downflow, 2.5 Ton | CAPFA AlumaFin7â„¢ Evaporator Coil, Upflow/Downflow, 2.5 Ton | CAPFA AlumaFin7â„¢ Cased Aluminum Evaporator Coil, Upflow/Downflow, 2-2.5 Ton, 22 in Cabinet with Orifice Expansion | Active | DPICX-AB;HTP7-A | Equipment/Residential Split System/Coil
AWST24SU1308 | Corporate | Unitary | Air Handler | Unitary Split System | Air Handler | Equipment | Indoor | Residential-Single Family | AWST_32 | AWST | AWST Air Handler, Multi Speed ECM Motor, 2 Ton |  | Wall-Mount Air Handler 1Â½ to 3 Tons | All Aluminum Coil;Improved Reliability and Quality;Factory TXV Installed for Quicker Install;More Efficient Refrigerant Metering | AWST Models: Equipped wit a fully adjustable TXV;Direct-drive, multi-speed motors allows air volume variation for heating/cooling;Direct-drive, multi-speed motors allows air volume variation for heating/cooling;Sequence-controlled, rust-resistant nickel chromium heating elements of 3, 5, 8, and 10 kW;Aluminum tubing coils on all models;Factory-installed pull-type disconnect;Thermoplastic drain pan with bottom primary and secondary drain connections;AHRI Certified and ETL Listed;Optimized for use with R-32 refrigerant with factory installed leak detection sensor for A2L mitigation. | Cabinet air leakage less than 2.0% at 1.0 inch H2O when tested in accordance with ASHRAE standard 193;Cabinet air leakage less than 1.4% at 0.5 inch H2O when tested in accordance with ASHRAE standard 193;Built-in filter rack (filter included);Large chassis (2-1/2 and 3 ton units), front return only;Small chassis (1-1/2 and 2 ton units), front or bottom return;Wall-hanging bracket provided | Ducted Wall Mounted | No |  |  | EAR99 | [6 empty] | 663051683662 | EA | 6 | Mexico | 8415.90.8065 | 8415.90.90.00 | AWST Ducted Wall Mounted Air Handler, Multi Speed ECM Motor, 1.5-3 Ton, 20-3/13 in Cabinet with TXV Expansion, | 2.0 Ton, Wall-Mount, Unpainted, Air Handler R-32 |  |  | 24000 Btu/H | [32 empty] | No | AWST24SU1308 | [41 empty] | 2.6 A |  |  | 40/45 A |  | 253 V | 36.2/41.3 A | 197 V |  |  |  | 60 Hz | 1 Ph |  | 208/230 V | [29 empty] | 10 in | 6 in | 10 in | 6 in | 13-1/8 in | 36 in | 20-3/13 in |  |  | 1.8 |  |  |  | 1400 r/min | TXV | [14 empty] | Multi Speed ECM | [6 empty] | 5 | [22 empty] | 84 lb |  | 1/3 metric hp | [32 empty] | 2 | 1.5;3 |  | 3/4 in | 0.5 oz | [6 empty] | 3/4 in |  |  | 3/8 in |  |  |  |  | R-32 | [10 empty] | Yes | CTN | 1 | 17.00 in | 39.00 in | 21.50 in |  |  |  | 52.00 in | 44.00 in | 46.00 in | 17.00 in | 39.00 in | 21.50 in |  | 14254.500 inÂ³ | 0.0000 | 14254.500 inÂ³ |  | 81.000 lb |  | 81.000 lb | ALL PARTS - 5 YEARS PARTS | ALL PARTS - 10 YEARS PARTS | ALL PARTS - 10 YEARS PARTS | [6 empty] | ALL PARTS - 5 YEARS PARTS | ALL PARTS - 5 YEARS PARTS | ALL PARTS - 5 YEARS PARTS |  |  |  |  | AWST Air Handler, Multi Speed ECM Motor, 2 Ton | AWST Air Handler, Multi Speed ECM Motor, 2 Ton | AWST Ducted Wall Mounted Air Handler, Multi Speed ECM Motor, 1.5-3 Ton, 20-3/13 in Cabinet with TXV Expansion, | Active | WAD-1;WAD-2 | Equipment/Residential Split System/Air Handler
4MXM36AVJU9 | Daikin | Ductless Mini-Splits | Multi-Split Heat Pump | Multi-Split | Heat Pump | Equipment | Outdoor | Residential-Single Family | 4MXM_AVJU9 | MXM | Multi Split Heat Pump Outdoor Series Outdoor Multi-Split Heat Pump |  | 3.0 Ton R-32 4-Port Heat Pump | 12 Year limited parts warranty with online registration | High-efficiency inverter driven swing compressor |  |  | No |  | North;Southeast;Southwest | EAR99 | [7 empty] | EA | 8 | Mexico | 8415.90.8065 | 8415.90.90.00 |  | 3.0-Ton R-32, 4-Port Heat Pump, Ductless ODU |  | 214837759 | [12 empty] | 10 | No |  |  |  |  | 9.5 | [11 empty] | 20 |  |  | No | 4MXM36AVJU9 | [6 empty] | 114.8 Â°F | 14 Â°F | [6 empty] | 59.9 Â°F | 5 Â°F |  |  |  |  | 95 Â°F | 75 Â°F | 80 Â°F | 67 Â°F | 47 Â°F | 43 Â°F | 70 Â°F | 60 Â°F | [11 empty] | 150 | 25 A |  |  | L1, L2, L3, Ground | 25 A | 18.5 A |  | 24.1 A |  |  |  |  | 60 Hz | 1 Ph |  | 208-230 V | 18.5 A |  | 2896 ftÂ³/min | 2518 ftÂ³/min | 2055 ftÂ³/min | 1070 ftÂ³/min | 2402 ftÂ³/min | 2518 ftÂ³/min | [12 empty] | Inverter | Swing | [11 empty] | 12-5/8 in | 29-1/2 in | 34-1/4 in | [7 empty] | EEV | [6 empty] | Air Cooled |  |  | 4 | [16 empty] | 56 dBA | 60 dBA | [16 empty] | 142 lb | [11 empty] | 34200 Btu/H | [12 empty] | 34600 Btu/H | [9 empty] | 3.0 |  | 0.22 | 5/8 in | 4.9 lb | [6 empty] | 3/8 in |  |  | 1/4 in | 0 ft | 25 ft | PVE (FVC50K) | 131.25 ft | R-32 | 230 ft | 49.25 ft | [8 empty] | Yes | CTN | 1 | 40.50 in | 32.00 in | 16.50 in |  |  |  | 60.00 in | 68.50 in | 48.00 in | 40.50 in | 32.00 in | 16.50 in |  | 21384.000 inÂ³ | 0.0000 | 21384.000 inÂ³ |  | 155.000 lb |  | 155.000 lb | ALL PARTS - 5 YEARS PARTS | ALL PARTS - 12 YEARS PARTS | ALL PARTS - 12 YEARS PARTS | [6 empty] | ALL PARTS - 5 YEARS PARTS | ALL PARTS - 5 YEARS PARTS | ALL PARTS - 5 YEARS PARTS |  |  |  |  | 3.0-Ton R-32, 4-Port Heat Pump, Ductless ODU | 3.0-Ton R-32, 4-Port Heat Pump, Ductless ODU | 3.0-Ton R-32, 4-Port Heat Pump, Ductless ODU | Active | KEH064A41;KPS063A41;KPS063A44;KPS063A47;KPW063B4;KEH064A41;KPS063A41;KPS063A44;KPS063A47;KPW063B4 | Equipment/Mini-Split/Mini-Split Heat Pump
GD9S800804BX | Goodman | Unitary | Gas Furnace | Unitary Split System | Heating Only | Equipment | Indoor | Residential-Single Family | GD9S80 |  | Goodman 80% AFUE Gas Furnace Nine Speed ECM, Single Stage | 0.8 | Single-Stage Multi-Speed ECM Gas Furnace 80% AFUE | Higher reliabilitynd quality;Durablend long igniter life;Provisions for electronicir cleanernd humidifier;Energy Efficientnd quiet circulation;Self-diagnostic control board with constant memory;Simple installationnd setup;Quietnd simple operation | Heavy-duty stainless-steel tubular heat exchanger;"Silicon Nitride igniter";Color-coded low-voltage terminals;Multi-speed ECM blower motor with continuous fan speed;Fault code LED Output;Single-Stage gas Valve;Single-speed inducer draft blower |  | Ducted |  |  |  | EAR99 | [6 empty] | 663051684775 | EA | 4 |  |  |  | Goodman 80% AFUE Gas Furnace Nine Speed ECM, Single Stage, Downflow/Horizontal, 80000 BTUH/H, Low NOx | fer uf furnace | 80 % | [33 empty] | Downflow/Horizontal | No | GD9S800804BX | [31 empty] | 35-65 Â°F | [12 empty] | 15 A |  |  | 12.45 A |  |  |  |  | 60 Hz | 1 Ph |  | 115 V |  |  |  | 1600 ftÂ³/min | [25 empty] | 10 in | 8 in |  |  | 28 in | 33-3/8 in | 17-1/2 in |  | Yes | [12 empty] | Air Cooled | [7 empty] | Nine Speed ECM |  |  |  |  | Low NOx | [24 empty] | 107 lb |  | 3/4 metric hp | [26 empty] | 80000 Btu | 64,000 | [9 empty] | Single Stage | [19 empty] | 4 in |  |  |  |  | Yes | CTN | 1 | 30.00 in | 35.50 in | 18.50 in |  |  |  | 60.00 in | 35.50 in | 37.00 in | 30.00 in | 35.50 in | 18.50 in |  | 19702.500 inÂ³ | 0.0000 | 19702.500 inÂ³ |  | 110.000 lb |  | 110.000 lb | HEAT EXCHANGER - 20 YEARS PARTS;ALL PARTS - 5 YEARS PARTS | ALL PARTS - 10 YEARS PARTS;HEAT EXCHANGER - 20 YEARS PARTS | ALL PARTS - 10 YEARS PARTS;HEAT EXCHANGER - 20 YEARS PARTS;ALL PARTS - 10 YEARS PARTS;HEAT EXCHANGER - LIFETIME PARTS;HEAT EXCHANGER - 79 YEARS PARTS | [6 empty] | ALL PARTS - 5 YEARS PARTS;HEAT EXCHANGER - 20 YEARS PARTS | HEAT EXCHANGER - 20 YEARS PARTS;ALL PARTS - 5 YEARS PARTS | HEAT EXCHANGER - 20 YEARS PARTS;ALL PARTS - 5 YEARS PARTS |  |  |  |  | Goodman 80% AFUE Gas Furnace Nine Speed ECM, Single Stage | Goodman 80% AFUE Gas Furnace Nine Speed ECM, Single Stage, Downflow/Horizontal, 80000 BTUH/H, Low NOx | Goodman 80% AFUE Gas Furnace Nine Speed ECM, Single Stage, Downflow/Horizontal, 80000 BTUH/H, Low NOx | Active |  | Equipment/Residential Split System/Gas Furnace
GLXS4MA3010 | Goodman | Unitary | Split Air Conditioner | Unitary Split System | Cooling Only | Equipment | Outdoor | Residential-Single Family | GLXS4M | GLXS4M | Goodman Split Air Conditioner 14.3 SEER2, Single Stage | 14.3 SEER2 | ENERGY-Efficienct Multi-Family R-32 Split System Air Conditioner, Up to 15.2 SEER2, 1Â½ To 3 Tons |  | Removable grille-style top design compliant with UL 60335-2-40;Venturi for increased velocity of airflow;Attractive Architectural Gray powder-paint finish with 500-hour salt-spray approval;Wire fan discharge grille;Steel louver coil guard;Top and side maintenance access;Single-panel access to controls with space provided for field-installed accessories;When properly anchored, meets the 2023 Florida Building Code unit integrity requirements for hurricane-type winds (Anchor bracket kits available.) | High-Efficiency Scroll Compressor;Factory-installed filter drier;Fully charged for 15â€™ of tubing length;5mm diameter copper tube/enhanced aluminum fin coil;Service valves with sweat connections and easy-to-access gauge ports;Enclosed contactor with lug connection;Ground lug connection;High-pressure switch;AHRI Certified;ETL Listed |  | No | Non-Communicating |  | EAR99 | [6 empty] | 663051692114 | EA | 2 | USA | 8415.90.8065 | 8415.90.90.00 | Goodman Split Air Conditioner 14.3 SEER2, Single Stage, 2.5 Ton, Non-Communicating | 14.3 SEER2 R-32 AC, 2.5T |  |  | 30000 Btu/H | [9 empty] | 11.7 |  |  | No | [12 empty] | 14.3 | [6 empty] | Yes | GLXS4MA3010 | [6 empty] | 125 Â°F | 55 Â°F | [12 empty] | 95 Â°F | 75 Â°F | [22 empty] | 25 A |  |  | 15.349999999999998 A |  |  |  |  | 60 Hz | 1 Ph |  | 208/240 V | 11.52 A | [19 empty] | Single Stage | Scroll | [11 empty] | 29 in | 29 in | 35.75 in | [34 empty] | 70 dBA | [17 empty] | 70 lb | [11 empty] | 28400 Btu/H | [22 empty] | 2.5 |  | 0.55 |  | 64 oz | [9 empty] | 3/8 in |  |  |  | 15 ft | R-32 | 200 ft | 79 ft |  |  | 7/8 in | [5 empty] | Yes | CTN | 1 | 30.50 in | 38.50 in | 30.00 in |  |  |  | 30.50 in | 38.50 in | 60.00 in | 30.50 in | 38.50 in | 30.00 in |  | 35227.500 inÂ³ | 0.0000 | 35227.500 inÂ³ |  | 179.000 lb |  | 179.000 lb | ALL PARTS - 5 YEARS PARTS | ALL PARTS - 10 YEARS PARTS | ALL PARTS - 10 YEARS PARTS | [6 empty] | ALL PARTS - 5 YEARS PARTS | ALL PARTS - 5 YEARS PARTS | ALL PARTS - 5 YEARS PARTS |  |  |  |  | Goodman Split Air Conditioner 14.3 SEER2, Single Stage | Goodman Split Air Conditioner 14.3 SEER2, Single Stage, 2.5 Ton, Non-Communicating | Goodman Split Air Conditioner 14.3 SEER2, Single Stage, 2.5 Ton, Non-Communicating | Active | 0130R00000S;0161R00128;ABK-20;ASC01A;CSR-U-1;FSK01A;LAKT01;LSK02A | Equipment/Residential Split System/Split Air Conditioner
FTXV18AVJU9 | Daikin | Ductless Mini-Splits | Multi-Split Fan Coil | Multi-Split | Cooling Only | Equipment | Indoor | Residential-Single Family | FTXV_AVJU9 | Multi-Split Fan Coil Indoor | Multi-Split Fan Coil Indoor Indoor Multi-Split Fan Coil |  | R-32 0.75 - 2.0 Ton Wall Mounted Unit | Quiet operation | 12 Year limited Warranty for Parts and Compressor |  | Wall Mounted | Yes |  |  | EAR99 | [7 empty] | EA | 8 | Mexico | 8415.90.8065 | 8415.90.90.00 |  | 1.5 Ton Wall Mount - R-32 | [35 empty] | No | FTXV18AVJU9 | [43 empty] | L1, L2, L3, G | [14 empty] | 565 ftÂ³/min | 717 ftÂ³/min | 378 ftÂ³/min | 452 ftÂ³/min | 463 ftÂ³/min | 572 ftÂ³/min |  |  | 335 ftÂ³/min | 388 ftÂ³/min | [21 empty] | 10-3/8 in | 11-5/8 in | 39 in | [14 empty] | Air Cooled | [19 empty] | 48 dBA | 49 dBA | 38 dBA | 37 dBA | 43 dBA | 42 dBA |  |  | 33 dBA | 33 dBA | [8 empty] | 27 lb | [37 empty] | 5/8 in | [7 empty] | 1/2 in |  |  | 1/4 in |  |  |  |  | R-32 | [10 empty] | Yes | CTN | 1 | 43.00 in | 15.00 in | 15.50 in |  |  |  | 60.00 in | 34.50 in | 48.00 in | 43.00 in | 15.00 in | 15.50 in |  | 9997.500 inÂ³ | 0.0000 | 9997.500 inÂ³ |  | 42.000 lb |  | 42.000 lb | ALL PARTS - 5 YEARS PARTS | ALL PARTS - 12 YEARS PARTS | ALL PARTS - 12 YEARS PARTS | [6 empty] | ALL PARTS - 5 YEARS PARTS | ALL PARTS - 5 YEARS PARTS | ALL PARTS - 5 YEARS PARTS |  |  |  |  | 1.5 Ton Wall Mount - R-32 | 1.5 Ton Wall Mount - R-32 | 1.5 Ton Wall Mount - R-32 | Active | AZAI6WSCDKB;AZAI6WSPDKC;BRC944B2;BRCW901A03;BRCW901A08;DACA-CP1-1;DTST-LTE-ADA-A;DTST-ONE-ADA-A;DTST-TOU-ADA-A;KAF970A46;KRP067A41;KRP928BB2S;AZAI6WSCDKB;AZAI6WSPDKC;BRC944B2;BRCW901A03;BRCW901A08;DACA-CP1-1;DTST-LTE-ADA-A;DTST-LTE-LA-A;DTST-ONE-ADA-A;DTST-TOU-ADA-A;KAF970A46;KRP067A41;KRP928BB2S | Equipment/Multi-Split/Multi-Split Fan Coil
GR9S800603AN | Goodman | Unitary | Gas Furnace | Unitary Split System | Heating Only | Equipment | Indoor | Residential-Single Family | GR9S80 |  | Goodman 80% AFUE Gas Furnace Nine Speed ECM, Single Stage | 0.8 | Single-Stage Multi-Speed ECM Gas Furnace Up to 80% AFUE | High reliabilitynd quality;Durablend long-igniter life;Provisions for electronicir cleanernd humidifier;Energy Efficientnd quiet circulation;Self-diagnostic control board with constant memory;Simple installationnd setup;Quietnd simple operation | 1. Heavy-dutyluminized-steel tubular heat exchanger;2. "Silicon Nitride igniter";3. Color-coded low-voltage terminals;4. Multi-speed ECM blower motor with continuous fan speed;5. Fault code LED Output;6. Single-Stage gas Valve;7. Single-speed inducer draft blower |  | Ducted |  |  |  | EAR99 | [6 empty] | 663051684836 | EA | 6 |  |  |  | Goodman 80% AFUE Gas Furnace Nine Speed ECM, Single Stage, Upflow/Horizontal, 60000 BTUH/H, Non NOx Rated | fer uf furnace | 80 % | [33 empty] | Upflow/Horizontal | No | GR9S800603AN | [31 empty] | 20-50 Â°F | [12 empty] | 15 A |  |  | 8.7 A |  |  |  |  | 60 Hz | 1 Ph |  | 115 V |  |  |  | 1221 ftÂ³/min | [25 empty] | 10 in | 6 in |  |  | 28 in | 33-3/8 in | 14 in |  | Yes | [12 empty] | Air Cooled | [7 empty] | Nine Speed ECM |  |  |  |  | Non NOx Rated | 3 | [23 empty] | 90 lb |  | 1/2 metric hp | [26 empty] | 60000 Btu | 48,000 | [9 empty] | Single Stage | [19 empty] | 4 in |  |  |  |  | Yes | CTN | 1 | 30.00 in | 35.50 in | 15.00 in |  |  |  | 60.00 in | 35.50 in | 45.00 in | 30.00 in | 35.50 in | 15.00 in |  | 15975.000 inÂ³ | 0.0000 | 15975.000 inÂ³ |  | 93.000 lb |  | 93.000 lb | HEAT EXCHANGER - 20 YEARS PARTS;ALL PARTS - 5 YEARS PARTS | ALL PARTS - 10 YEARS PARTS;HEAT EXCHANGER - 20 YEARS PARTS | ALL PARTS - 10 YEARS PARTS;ALL PARTS - 10 YEARS PARTS;HEAT EXCHANGER - 20 YEARS PARTS;HEAT EXCHANGER - LIFETIME PARTS;HEAT EXCHANGER - 79 YEARS PARTS | [6 empty] | HEAT EXCHANGER - 20 YEARS PARTS;ALL PARTS - 5 YEARS PARTS | HEAT EXCHANGER - 20 YEARS PARTS;ALL PARTS - 5 YEARS PARTS | HEAT EXCHANGER - 20 YEARS PARTS;ALL PARTS - 5 YEARS PARTS |  |  |  |  | Goodman 80% AFUE Gas Furnace Nine Speed ECM, Single Stage | Goodman 80% AFUE Gas Furnace Nine Speed ECM, Single Stage, Upflow/Horizontal, 60000 BTUH/H, Non NOx Rated | Goodman 80% AFUE Gas Furnace Nine Speed ECM, Single Stage, Upflow/Horizontal, 60000 BTUH/H, Non NOx Rated | Active |  | Equipment/Residential Split System/Gas Furnace
GR9S800603AX | Goodman | Unitary | Gas Furnace | Unitary Split System | Heating Only | Equipment | Indoor | Residential-Single Family | GR9S80 |  | Goodman 80% AFUE Gas Furnace Multi Speed ECM, Single Stage | 0.8 | Single-Stage Multi-Speed ECM Gas Furnace Up to 80% AFUE | High reliabilitynd quality;Durablend long-igniter life;Provisions for electronicir cleanernd humidifier;Energy Efficientnd quiet circulation;Self-diagnostic control board with constant memory;Simple installationnd setup;Quietnd simple operation | 1. Heavy-dutyluminized-steel tubular heat exchanger;2. "Silicon Nitride igniter";3. Color-coded low-voltage terminals;4. Multi-speed ECM blower motor with continuous fan speed;5. Fault code LED Output;6. Single-Stage gas Valve;7. Single-speed inducer draft blower |  | Ducted |  |  |  | EAR99 | [6 empty] | 663051685086 | EA | 6 |  |  |  | Goodman 80% AFUE Gas Furnace Multi Speed ECM, Single Stage, Upflow/Horizontal, 60000 BTUH/H, Low NOx | fer cf furnace | 80 % | [33 empty] | Upflow/Horizontal | No | GR9S800603AX | [31 empty] | 20-50 Â°F | [12 empty] | 15 A |  |  | 8.7 A |  |  |  |  | 60 Hz | 1 Ph |  | 115 V | [29 empty] | 10 in | 6 in |  |  | 28 in | 33-3/8 in | 14 in | [14 empty] | Air Cooled | [7 empty] | Multi Speed ECM |  |  |  |  | Low NOx | [24 empty] | 90 lb |  | 1/2 metric hp | [26 empty] | 60000 Btu | 48,000 | [9 empty] | Single Stage | [24 empty] | Yes | CTN | 1 | 30.00 in | 35.50 in | 15.00 in |  |  |  | 60.00 in | 35.50 in | 45.00 in | 30.00 in | 35.50 in | 15.00 in |  | 15975.000 inÂ³ | 0.0000 | 15975.000 inÂ³ |  | 93.000 lb |  | 93.000 lb | ALL PARTS - 5 YEARS PARTS;HEAT EXCHANGER - 20 YEARS PARTS | ALL PARTS - 10 YEARS PARTS;HEAT EXCHANGER - 20 YEARS PARTS | HEAT EXCHANGER - 79 YEARS PARTS;HEAT EXCHANGER - 20 YEARS PARTS;ALL PARTS - 10 YEARS PARTS;ALL PARTS - 10 YEARS PARTS;HEAT EXCHANGER - LIFETIME PARTS | [6 empty] | HEAT EXCHANGER - 20 YEARS PARTS;ALL PARTS - 5 YEARS PARTS | ALL PARTS - 5 YEARS PARTS;HEAT EXCHANGER - 20 YEARS PARTS | ALL PARTS - 5 YEARS PARTS;HEAT EXCHANGER - 20 YEARS PARTS |  |  |  |  | Goodman 80% AFUE Gas Furnace Multi Speed ECM, Single Stage | Goodman 80% AFUE Gas Furnace Multi Speed ECM, Single Stage, Upflow/Horizontal, 60000 BTUH/H, Low NOx | Goodman 80% AFUE Gas Furnace Multi Speed ECM, Single Stage, Upflow/Horizontal, 60000 BTUH/H, Low NOx | Active |  | Equipment/Residential Split System/Gas Furnace
GLZS4BA3610 | Goodman | Unitary | Split Heat Pump | Unitary Split System | Heat Pump | Equipment | Outdoor | Residential-Single Family | GLZS4B | GLZS4B | Goodman Split Heat Pump 15.2 SEER2, Single Stage | 15.2 SEER2 | Energy-Efficient Standard Family R-32 Split System Heat Pump, up to 15.2 SEER2 and 7.8 HSPF2, 1-1/2 to 5Tons | Meets the 2023 M1 Test Standards | High-Efficiency Compressor;SmartShift technology to ensure quiet reliable defrost;Factory-installed bi-flow liquid line filter drier;Factory-installed suction-line accumulator;Factory-installed compressor crankcase heater;Factory-installed high-capacity muffler;Enhanched aluminum fin coil with 5mm diameter coper tubes in 1.5 -to 3.5 ton;Enhanched aluminum fin coil with 7mm diameter coper tubes in 4.0 -to 5.0 ton;High and low-pressure switches;Fully charged for 15â€™ of tubing length;Service valves with sweat connections and easy-to-access gauge ports;Fully enclosed contactor with lug connection;Ground lug connection;Single-speed PSC condenser fan motor;Capacitor with extended life;AHRI Certified;ETL Listed | Removable grille style top design compliant with UL 60335-2-40;Steel louver coil guard;Heavy-gauge galvanized-steel cabinet;Attractive Architectural Gray powder-paint finish with 500-hour salt-spray approval;Top and side maintenance access;When properly anchored, meets the 2023 Florida Building Code unit integrity requirements for hurricane-type winds (Anchor bracket kits available | Ducted | No |  |  | EAR99 |  | Yes |  |  | R32 Outdoor |  | 663051689657 | EA | 1 | USA | 8415.90.8085 | 8415.90.90.00 | Goodman GLZS4B Split Heat Pump 15.2 SEER2, Single Stage, Ton, | 14.3 SEER2 HP R32, 3 Ton | [12 empty] | 12.5 |  |  | No | 36000 Btu/H |  | 7.5 | [9 empty] | 15 | [6 empty] | Yes | GLZS4BA3610 | [6 empty] | 125 Â°F | 55 Â°F | [6 empty] | 70 Â°F | -20 Â°F |  |  |  |  | 95 Â°F | 75 Â°F |  |  | 47 Â°F | 43 Â°F | [18 empty] | 35 A |  |  | 21.5 A |  |  |  |  | 60 Hz | 1 Ph |  | 208/240 V | 16.4 A | [19 empty] | Single Stage | Scroll | [11 empty] | 35.5 in | 35.75 in | 35.5 in | [7 empty] | TXV | [26 empty] | 75 dBA | [17 empty] | 208 lb | [11 empty] | 35000 Btu/H | [12 empty] | 35000 Btu/H | [11 empty] | 0.58 |  | 83 oz | [9 empty] | 3/8 in |  |  |  | 15 ft | R-32 | 200 ft | 79 ft |  |  | 7/8 in | [5 empty] | Yes | CTN | 1 | 37.00 in | 38.50 in | 37.00 in |  |  |  | 37.00 in | 38.50 in | 37.00 in | 37.00 in | 38.50 in | 37.00 in |  | 52706.500 inÂ³ | 0.0000 | 52706.500 inÂ³ |  | 221.000 lb |  | 221.000 lb | ALL PARTS - 5 YEARS PARTS | ALL PARTS - 10 YEARS PARTS | ALL PARTS - 10 YEARS PARTS | [6 empty] | ALL PARTS - 5 YEARS PARTS | ALL PARTS - 5 YEARS PARTS | ALL PARTS - 5 YEARS PARTS |  |  |  |  | Goodman Split Heat Pump 15.2 SEER2, Single Stage | Goodman GLZS4B Split Heat Pump 15.2 SEER2 & HSPF, Single Stage, Ton, | Goodman GLZS4B Split Heat Pump 15.2 SEER2 & HSPF, Single Stage, Ton, | Active | 0161R00128;ABK-20;ASC01A;CSR-U-1;FSK01A;LSK02A;OT18-60A;0161R00128 | Equipment/Residential Split System/Split Heat Pump
AMST36BU1300 | Corporate | Unitary | Air Handler | Unitary Split System | Air Handler | Equipment | Indoor | Residential-Single Family | AMST_32 | AMST | AMST Air Handler, Motor, Ton |  | Multi-Position, Multi-Speed, ECM-Based Air Handler with Internal TXV 1Â½ to 5 Tons | All-Aluminum tube/aluminum fin coil;Direct-drive, resilient-mount, 9-speed ECM motor;Available without heat or with sequence-controlled and rust-resistant nickel chromium heating elements of 5, 6, 8 or 10 kW;High-efficiency evaporator coil;Quiet operation;Primary/secondary drain connection in a high-temperature plastic drain pan;Suitable for free-return installation (non-ducted return air);Galvanized-steel construction;Factory-installed pull-type disconnect;Easy service access;AHRI Certified; ETL Listed | Internal factory-installed thermal expansion valves for cooling and heat pump applications;Direct drive, 9-speed ECM blower motor;Factory installed 7mm AlumaFin7â„¢ Evaporator Coil on 1Â½ to 3Â½ Ton models and 3/8 in. Evaporator Coil on 4 to 5 Ton models;All-aluminum evaporator coil with high-performance coated fin stock;Coil mounting track for quick repositioning;Optimized for use with R-32 refrigerant with factory installed leak detection sensor for A2L mitigation.;Cabinet air leakage less than 2.0% at 1.0 inch H2O when tested in accordance with ASHRAE standard 193;Cabinet air leakage less than 1.4% at 0.5 inch H2O when tested in accordance with ASHRAE standard 193;3 kW â€“ 25 kW electric heater kits;AHRI certified;ETL listed | Rigid SmartFrame cabinet;Horizontal or vertical configuration capabilities;21â€ depth for easier attic access;DecaBDE-free thermoplastic drain pan with secondary drain connections;Screw-less sides and back helps to reduce condensation when installed in humid locations;Foil-faced insulation covers the internal casing to reduce cabinet condensation;Galvanized, leather grain-embossed finish;Glue-less cabinet insulation retention;Tool-less filter access | Ducted Multi-position | No |  |  | EAR99 | [6 empty] | 663051689176 | EA | 4 | USA | 8415.90.8085 | 8415.90.90.00 | AMST Ducted Multi-position Air Handler, Motor, Ton, Cabinet with Expansion, | Multi-Position, Multi-Speed, ECB-Based Air Handler with Internal TXV R-32 | [35 empty] | Yes | AMST36BU1300 | [44 empty] | 15 A |  |  | 5.6 A | [161 empty] | Yes | CTN | 1 | 23.00 in | 57.50 in | 18.50 in |  |  |  | 46.00 in | 57.50 in | 37.00 in | 23.00 in | 57.50 in | 18.50 in |  | 24466.250 inÂ³ | 0.0000 | 24466.250 inÂ³ |  | 131.000 lb |  | 131.000 lb | ALL PARTS - 5 YEARS PARTS | ALL PARTS - 10 YEARS PARTS | ALL PARTS - 10 YEARS PARTS | [6 empty] | ALL PARTS - 5 YEARS PARTS | ALL PARTS - 5 YEARS PARTS | ALL PARTS - 5 YEARS PARTS |  |  |  |  | Multi-Position, Multi-Speed, ECB-Based Air Handler with Internal TXV R-32 | Multi-Position, Multi-Speed, ECB-Based Air Handler with Internal TXV R-32 | Multi-Position, Multi-Speed, ECB-Based Air Handler with Internal TXV R-32 | Active | HKTSD15XA;HKTSN03X1;HKTSN05X1;HKTSN06X1;HKTSN08X1;HKTSN10X1 | Equipment/Residential Split System/Air Handler
GR9T800803BN | Goodman | Unitary | Gas Furnace | Unitary Split System | Heating Only | Equipment | Indoor | Residential-Single Family | GR9T80 |  | Goodman 80% AFUE Gas Furnace Nine Speed ECM, Two Stage | 0.8 | Two-Stage Multi-Speed ECM Gas Furnace up to 80% AFUE | High reliabilitynd quality;Durablend long igniter life;Provisions for electronicir cleanernd humidifier;Quietnd Economical heating;Energy Efficientnd quiet circulation;Self-diagnostic control board with constant memory;Operates on two-stage or single-stage thermostats;Easy Connection for EACnd Humidifier | Heavy-dutyluminized-steel tubular heat exchanger;"Silicon Nitride igniter";Color-coded low-voltage terminals;Two-Stage gas valve;Multi-speed ECM blower motor with continuous fan speed;Fault code LED Output;Two-stage gas valve;Furnace control board with self-diagnosticsnd provisions for electronicir cleanernd 120-volt or 24-volt humidifiers |  | Ducted |  |  |  | EAR99 | [6 empty] | 663051685581 | EA | 4 | USA | 7322.90.0015 | 7322.90.10.21 | Goodman 80% AFUE Gas Furnace Nine Speed ECM, Two Stage, Upflow/Horizontal, 80000 BTUH/H, Non NOx Rated | fer uf furnace | 80 % | [33 empty] | Upflow/Horizontal | Yes | GR9T800803BN | [31 empty] | 30-60 Â°F | [12 empty] | 15 A |  |  | 8.7 A |  |  |  |  | 60 Hz | 1 Ph |  | 115 V |  |  |  | 1200 ftÂ³/min | [25 empty] | 10 in | 8 in |  |  | 28 in | 33-3/8 in | 17-1/2 in |  | Yes | [12 empty] | Air Cooled | [7 empty] | Nine Speed ECM |  |  |  |  | Non NOx Rated | [24 empty] | 118 lb |  | 1/2 metric hp | [26 empty] | 80000 Btu | 64,000 |  | 56,000 | 44,800 | [6 empty] | Two Stage | [19 empty] | 4 in |  |  |  |  | Yes | CTN | 1 | 30.00 in | 35.50 in | 18.50 in |  |  |  | 60.00 in | 35.50 in | 37.00 in | 30.00 in | 35.50 in | 18.50 in |  | 19702.500 inÂ³ | 0.0000 | 19702.500 inÂ³ |  | 105.500 lb |  | 105.500 lb | HEAT EXCHANGER - 20 YEARS PARTS;ALL PARTS - 5 YEARS PARTS | HEAT EXCHANGER - 20 YEARS PARTS;ALL PARTS - 10 YEARS PARTS | HEAT EXCHANGER - 79 YEARS PARTS;HEAT EXCHANGER - LIFETIME PARTS;HEAT EXCHANGER - 20 YEARS PARTS;ALL PARTS - 10 YEARS PARTS;ALL PARTS - 10 YEARS PARTS |  |  | HEAT EXCHANGER - 10 YEARS UNIT REPLACEMENT;HEAT EXCHANGER - 10 YEARS UNIT REPLACEMENT |  |  |  | ALL PARTS - 5 YEARS PARTS;HEAT EXCHANGER - 20 YEARS PARTS | ALL PARTS - 5 YEARS PARTS;HEAT EXCHANGER - 20 YEARS PARTS | HEAT EXCHANGER - 20 YEARS PARTS;ALL PARTS - 5 YEARS PARTS |  |  |  |  | Goodman 80% AFUE Gas Furnace Nine Speed ECM, Two Stage | Goodman 80% AFUE Gas Furnace Nine Speed ECM, Two Stage, Upflow/Horizontal, 80000 BTUH/H, Non NOx Rated | Goodman 80% AFUE Gas Furnace Nine Speed ECM, Two Stage, Upflow/Horizontal, 80000 BTUH/H, Non NOx Rated | Active |  | Equipment/Residential Split System/Gas Furnace
CAPTA3626C3 | Corporate | Unitary | Coil | Unitary Split System | Cooling Only | Equipment | Indoor | Residential-Single Family | CAPTA_3 | CAPTA AlumaFin7â„¢ | CAPTA AlumaFin7â„¢ Evaporator Coil, Upflow/Downflow, 3.0 Ton |  | CAPTA AlumaFin7â„¢ Evaporator Coil |  | All-Aluminum evaporator coil ;Optimized for use with R-32 refrigerant including circuits and manifolds;R-32 sensor designed for the life span of the coil;Factory-installed thermal expansion valves for cooling and heat pump applications;Standardized copper suction tube stub length;Check flowrator for cooling and heat pump applications;Vertical application;21" depth for easier attic access;Single front access panel;Foil-faced insulation covers the internal casing to reduce cabinet condensation;Galvanized, leather grain-embossed finish;Rust resistant, thermoplastic drain pan featuring a low water-retention design;DecaBDE-free thermoplastic drain pan with secondary drain connections;Drain pan rails designed to remove and reposition coils with ease without compromising structural integrity;UV-resistant drain pan;AHRI certified;ETL Listed |  | Ducted | No |  |  | EAR99 | [6 empty] | 663051688414 | EA | 8 | USA | 8415.90.8025 | 8415.90.90.00 | CAPTA AlumaFin7â„¢ Cased Evaporator Coil, Upflow/Downflow, 2.5-3.0 Ton, 21 in Cabinet with TXV Expansion | 3T Cased Upflow/Downflow R-32 Coil with TXV | [35 empty] | Yes | CAPTA3626C3 | [72 empty] | Painted | Cased | [15 empty] | 21 in | 26 in | 21 in | [7 empty] | TXV | [79 empty] | 3.0 | 2.5;3.0 |  | 3/4 in | [7 empty] | 7/8 in |  |  | 3/8 in |  |  |  |  | R-32 | [10 empty] | Yes | CTN | 1 | 26.25 in | 28.50 in | 23.50 in |  |  |  | 54.00 in | 61.50 in | 50.00 in | 26.25 in | 28.50 in | 23.50 in |  | 17580.937 inÂ³ | 0.0000 | 17580.937 inÂ³ |  | 60.000 lb |  | 60.000 lb | ALL PARTS - 5 YEARS PARTS | ALL PARTS - 10 YEARS PARTS | ALL PARTS - 10 YEARS PARTS | 10 YEARS UNIT REPLACEMENT | 5 YEARS UNIT REPLACEMENT | 10 YEARS UNIT REPLACEMENT |  |  |  | ALL PARTS - 5 YEARS PARTS | ALL PARTS - 5 YEARS PARTS | ALL PARTS - 5 YEARS PARTS | 5 YEARS UNIT REPLACEMENT | 5 YEARS UNIT REPLACEMENT | 5 YEARS UNIT REPLACEMENT |  | CAPTA AlumaFin7â„¢ Evaporator Coil, Upflow/Downflow, 3.0 Ton | CAPTA AlumaFin7â„¢ Evaporator Coil, Upflow/Downflow, 3.0 Ton | CAPTA AlumaFin7â„¢ Cased Evaporator Coil, Upflow/Downflow, 2.5-3.0 Ton, 21 in Cabinet with TXV Expansion | Active | 0230K00007;0230K00044;DPICX-CB;0230K00007;0230K00044 | Equipment/Residential Split System/Coil
CHPTA2426B3 | Corporate | Unitary | Coil | Unitary Split System | Cooling Only | Equipment | Indoor | Residential-Single Family | CHPTA_3 | CHPTA AlumaFin7â„¢ | CHPTA AlumaFin7â„¢ Evaporator Coil, Horizontal A, Ton | 13.4 SEER2 | CHPTA AlumaFin7â„¢ Evaporator Coil | Factory-installed thermal expansion valves for cooling and heat pump applications | All-Aluminum evaporator coil;Optimized for use with R-32 refrigerant including circuits and manifold including circuits and manifolds;R-32 sensor designed for the life span of the coil;Factory-installed thermal expansion valves for cooling and heat pump applications;Standardized copper suction tube stub length;Check flowrator for cooling and heat pump applications;Horizontal application;21" depth for easier attic access;Single front access panel;Foil-faced insulation covers the internal casing to reduce cabinet condensation;Galvanized, leather grain-embossed finish;Rust resistant, thermoplastic drain pan featuring a low water-retention design;DecaBDE-free thermoplastic drain pan with secondary drain connections;Drain pan rails designed to remove and reposition coils with ease without compromising structural integrity;UV-resistant drain pan;AHRI certified;ETL Listed | Single front access panelFoil-faced insulation covers the internal casing to reduce cabinet condensationGalvanized, leather grain-embossed finish | Ducted | No |  |  | EAR99 | [6 empty] | 663051688483 | EA | 12 | USA | 8415.90.8025 | 8415.90.90.00 | CHPTA AlumaFin7â„¢ Cased Aluminum Evaporator Coil, Horizontal A, 1.5-2 Ton, 26 in Cabinet with TXV Expansion | 2T Cased Horizontal Evaporator R-32 Coil with TXV | [35 empty] | Yes | CHPTA2426B3 | [72 empty] | Painted | Cased | [15 empty] | 21 in | 17.5 in | 26 in | [7 empty] | TXV | [80 empty] | 1.5;2 | [9 empty] | 7/8 in |  |  | 3/8 in |  |  |  |  | R-32 | [10 empty] | Yes | CTN | 1 | 28.00 in | 20.00 in | 26.50 in |  |  |  | 58.50 in | 65.00 in | 54.00 in | 28.00 in | 20.00 in | 26.50 in |  | 14840.000 inÂ³ | 0.0000 | 14840.000 inÂ³ |  | 59.000 lb |  | 59.000 lb | ALL PARTS - 5 YEARS PARTS | ALL PARTS - 10 YEARS PARTS | ALL PARTS - 10 YEARS PARTS | 10 YEARS UNIT REPLACEMENT | 5 YEARS UNIT REPLACEMENT | 10 YEARS UNIT REPLACEMENT |  |  |  | ALL PARTS - 5 YEARS PARTS | ALL PARTS - 5 YEARS PARTS | ALL PARTS - 5 YEARS PARTS | 5 YEARS UNIT REPLACEMENT | 5 YEARS UNIT REPLACEMENT | 5 YEARS UNIT REPLACEMENT |  | CHPTA AlumaFin7â„¢ Evaporator Coil, Horizontal A, Ton | CHPTA AlumaFin7â„¢ Evaporator Coil, Horizontal A, Ton | CHPTA AlumaFin7â„¢ Cased Aluminum Evaporator Coil, Horizontal A, 1.5-2 Ton, 26 in Cabinet with TXV Expansion | Active | 0230K00007;0230K00044;HHCMK01;0230K00007;0230K00044;HHCMK01 | Equipment/Residential Split System/Coil
CAPTA4230C3 | Corporate | Unitary | Coil | Unitary Split System | Cooling Only | Equipment | Indoor | Residential-Single Family | CAPTA_3 | CAPTA AlumaFin7â„¢ | CAPTA AlumaFin7â„¢ Evaporator Coil, Upflow/Downflow, 3.5 Ton |  | CAPTA AlumaFin7â„¢ Evaporator Coil |  | All-Aluminum evaporator coil ;Optimized for use with R-32 refrigerant including circuits and manifolds;R-32 sensor designed for the life span of the coil;Factory-installed thermal expansion valves for cooling and heat pump applications;Standardized copper suction tube stub length;Check flowrator for cooling and heat pump applications;Vertical application;21" depth for easier attic access;Single front access panel;Foil-faced insulation covers the internal casing to reduce cabinet condensation;Galvanized, leather grain-embossed finish;Rust resistant, thermoplastic drain pan featuring a low water-retention design;DecaBDE-free thermoplastic drain pan with secondary drain connections;Drain pan rails designed to remove and reposition coils with ease without compromising structural integrity;UV-resistant drain pan;AHRI certified;ETL Listed |  | Ducted | No |  |  | EAR99 | [6 empty] | 663051688421 | EA | 8 | USA | 8415.90.8025 | 8415.90.90.00 | CAPTA AlumaFin7â„¢ Cased Evaporator Coil, Upflow/Downflow, 2.5-3.5 Ton, 21 in Cabinet with TXV Expansion | 3.5T Cased Upflow/Downflow R-32 Coil with TXV | [35 empty] | Yes | CAPTA4230C3 | [72 empty] | Painted | Cased | [15 empty] | 21 in | 30 in | 21 in | [7 empty] | TXV | [79 empty] | 3.5 | 2.5;3.5 |  | 3/4 in | [7 empty] | 7/8 in |  |  | 3/8 in |  |  |  |  | R-32 | [10 empty] | Yes | CTN | 1 | 26.00 in | 32.75 in | 23.50 in |  |  |  | 54.00 in | 70.00 in | 50.00 in | 26.00 in | 32.75 in | 23.50 in |  | 20010.250 inÂ³ | 0.0000 | 20010.250 inÂ³ |  | 64.000 lb |  | 64.000 lb | ALL PARTS - 5 YEARS PARTS | ALL PARTS - 10 YEARS PARTS | ALL PARTS - 10 YEARS PARTS | 10 YEARS UNIT REPLACEMENT | 5 YEARS UNIT REPLACEMENT | 10 YEARS UNIT REPLACEMENT |  |  |  | ALL PARTS - 5 YEARS PARTS | ALL PARTS - 5 YEARS PARTS | ALL PARTS - 5 YEARS PARTS | 5 YEARS UNIT REPLACEMENT | 5 YEARS UNIT REPLACEMENT | 5 YEARS UNIT REPLACEMENT |  | CAPTA AlumaFin7â„¢ Evaporator Coil, Upflow/Downflow, 3.5 Ton | CAPTA AlumaFin7â„¢ Evaporator Coil, Upflow/Downflow, 3.5 Ton | CAPTA AlumaFin7â„¢ Cased Evaporator Coil, Upflow/Downflow, 2.5-3.5 Ton, 21 in Cabinet with TXV Expansion | Active | 0230K00007;0230K00044;DPICX-CB;0230K00007;0230K00044 | Equipment/Residential Split System/Coil
GD9S801005CX | Goodman | Unitary | Gas Furnace | Unitary Split System | Heating Only | Equipment | Indoor | Residential-Single Family | GD9S80 |  | Goodman 80% AFUE Gas Furnace Multi Speed ECM, Single Stage | 0.8 | Single-Stage Multi-Speed ECM Gas Furnace 80% AFUE | Higher reliabilitynd quality;Durablend long igniter life;Provisions for electronicir cleanernd humidifier;Energy Efficientnd quiet circulation;Self-diagnostic control board with constant memory;Simple installationnd setup;Quietnd simple operation | Heavy-duty stainless-steel tubular heat exchanger;"Silicon Nitride igniter";Color-coded low-voltage terminals;Multi-speed ECM blower motor with continuous fan speed;Fault code LED Output;Single-Stage gas Valve;Single-speed inducer draft blower |  | Ducted |  |  |  | EAR99 | [6 empty] | 663051684805 | EA | 4 |  |  |  | Goodman 80% AFUE Gas Furnace Multi Speed ECM, Single Stage, Downflow/Horizontal, 100000 BTUH/H, Low NOx | fer uf furnace | 80 % | [33 empty] | Downflow/Horizontal | No | GD9S801005CX | [31 empty] | 40-70 Â°F | [12 empty] | 20 A |  |  | 15.3 A |  |  |  |  | 60 Hz | 1 Ph |  | 115 V | [29 empty] | 10 in | 10 in |  |  | 28 in | 33-3/8 in | 21 in | [14 empty] | Air Cooled | [7 empty] | Multi Speed ECM |  |  |  |  | Low NOx | [24 empty] | 115 lb |  | 1 metric hp | [26 empty] | 100000 Btu | 80,000 | [9 empty] | Single Stage | [24 empty] | Yes | CTN | 1 | 30.00 in | 35.50 in | 22.00 in |  |  |  | 60.00 in | 35.50 in | 44.00 in | 30.00 in | 35.50 in | 22.00 in |  | 23430.000 inÂ³ | 0.0000 | 23430.000 inÂ³ |  | 126.000 lb |  | 126.000 lb | ALL PARTS - 5 YEARS PARTS;HEAT EXCHANGER - 20 YEARS PARTS | HEAT EXCHANGER - 20 YEARS PARTS;ALL PARTS - 10 YEARS PARTS | ALL PARTS - 10 YEARS PARTS;HEAT EXCHANGER - 20 YEARS PARTS;HEAT EXCHANGER - LIFETIME PARTS;ALL PARTS - 10 YEARS PARTS;HEAT EXCHANGER - 79 YEARS PARTS | [6 empty] | ALL PARTS - 5 YEARS PARTS;HEAT EXCHANGER - 20 YEARS PARTS | ALL PARTS - 5 YEARS PARTS;HEAT EXCHANGER - 20 YEARS PARTS | HEAT EXCHANGER - 20 YEARS PARTS;ALL PARTS - 5 YEARS PARTS |  |  |  |  | Goodman 80% AFUE Gas Furnace Multi Speed ECM, Single Stage | Goodman 80% AFUE Gas Furnace Multi Speed ECM, Single Stage, Downflow/Horizontal, 100000 BTUH/H, Low NOx | Goodman 80% AFUE Gas Furnace Multi Speed ECM, Single Stage, Downflow/Horizontal, 100000 BTUH/H, Low NOx | Active |  | Equipment/Residential Split System/Gas Furnace
CAPFA4226D3 | Corporate | Unitary | Coil | Unitary Split System | Cooling Only | Equipment | Indoor | Residential-Single Family | CAPFA_32 | CAPFA AlumaFin7â„¢ | CAPFA AlumaFin7â„¢ Evaporator Coil, Upflow/Downflow, 3.5 Ton |  | CAPFA AlumaFin7â„¢ Evaporator Coil |  | All-Aluminum evaporator coil;Optimized for use with R-32 refrigerant including circuits and manifolds;R-32 sensor designed for the life span of the coil;Factory-installed optimized metering device (piston);Standardized copper suction tube stub length;21" depth for easier attic access;Foil-faced insulation covers the internal casing to reduce cabinet condensation;21" depth for easier attic access;Vertical application;Galvanized, leather grain-embossed finish;Rust resistant, thermoplastic drain pans featuring a low water-retention design;DecaBDE-free thermoplastic drain pan with secondary drain connections;Drain pan rails designed to remove and reposition coils with ease without compromising structural integrity;UV-resistant drain pan;AHRI certified;ETL listed |  | Ducted | No |  |  | EAR99 | [6 empty] | 663051696327 | EA | 8 | USA | 8415.90.8025 | 8415.90.90.00 | CAPFA AlumaFin7â„¢ Cased Aluminum Evaporator Coil, Upflow/Downflow, 2.5-3.5 Ton, 26 in Cabinet with Orifice Expansion | 3.5T Cased Upflow/Downflow R-32 Coil | [35 empty] | Yes | CAPFA4226D3 | [72 empty] | Painted | Cased | [15 empty] | 24.5 in | 21 in | 26 in |  |  |  |  | 3 | 17 |  | Orifice | [79 empty] | 3.5 | 2.5;3.5 |  | 3/4 in | [7 empty] | 7/8 in |  |  | 3/8 in |  |  |  |  | R-32 | [10 empty] | Yes | CTN | 1 | 26.50 in | 28.50 in | 27.00 in |  |  |  | 55.00 in | 61.50 in | 55.00 in | 26.50 in | 28.50 in | 27.00 in |  | 20391.750 inÂ³ | 0.0000 | 20391.750 inÂ³ |  | 61.000 lb |  | 61.000 lb | ALL PARTS - 5 YEARS PARTS | ALL PARTS - 10 YEARS PARTS | ALL PARTS - 10 YEARS PARTS | 10 YEARS UNIT REPLACEMENT | 5 YEARS UNIT REPLACEMENT | 10 YEARS UNIT REPLACEMENT | [10 empty] | CAPFA AlumaFin7â„¢ Evaporator Coil, Upflow/Downflow, 3.5 Ton | CAPFA AlumaFin7â„¢ Evaporator Coil, Upflow/Downflow, 3.5 Ton | CAPFA AlumaFin7â„¢ Cased Aluminum Evaporator Coil, Upflow/Downflow, 2.5-3.5 Ton, 26 in Cabinet with Orifice Expansion | Active | DPICX-DB | Equipment/Residential Split System/Coil
GD9T960603BN | Goodman | Unitary | Gas Furnace | Unitary Split System | Heating Only | Equipment | Indoor | Residential-Single Family | GD9T96 | GD9T96 | Goodman 96% AFUE Gas Furnace Multi Speed ECM, Two Stage | 0.96 | Two Stage, Multi-Speed ECM Gas Furnace Up to 96% AFUE | "1. High reliability and quality2. Faster condensate water drainage and no unit water leakage3. Durable and long igniter life4. Provisions for electronic air cleaner and humidifier5. Energy Efficient and quiet circulation6. Lower NOx emission7. Self-diagnostic control board with constant memory8. Meets the performance requirements for AHRI certification and complies with ETL North American safety standards9. Operates on two-stage or single-stage thermostats10. Easy Connection for EAC and Humidifier" | "1. Heavy-duty aluminized-steel tubular heat exchanger2. Stainless-steel sloped secondary heat exchanger3. Silicon Nitride igniter4. Color-coded low-voltage terminals 5. Multi-speed ECM blower motor with continuous fan speed6. All models comply with California 40 ng/J 7. Fault code LED Output8. AHRI Certified and ETL Listed9. Two-stage gas valve10. Furnace control board with self-diagnostics and provisions for electronic air cleaner and 120-volt or 24-volt humidifiers" |  | Ducted | No |  |  | EAR99 | [6 empty] | 663051686670 | EA | 4 | USA | 7322.90.0015 | 7322.90.10.21 | Goodman 96% AFUE GD9T96 Gas Furnace Multi Speed ECM, Two Stage, Downflow/Horizontal, 60000 Btu BTUH/H, Low NOx | 96% eem cflow furnace | 96 % | [33 empty] | Downflow/Horizontal | Yes | GD9T960603BN | [31 empty] | 25-55 Â°F | 20-50 Â°F | [11 empty] | 15 A |  |  | 7.8 A |  |  |  |  | 60 Hz | 1 Ph |  | 115 V |  |  |  | 1289 ftÂ³/min |  | 1118 ftÂ³/min | [23 empty] | 11 in | 8 in |  |  | 28 in | 33-3/8 in | 17-1/2 in | [14 empty] | Air Cooled | [7 empty] | Multi Speed ECM |  |  |  |  | Low NOx | [24 empty] | 115 lb |  | 0.5 metric hp | [26 empty] | 60000 Btu | 57600 |  | 42000 | 40320 | [6 empty] | Two Stage | [24 empty] | Yes | CTN | 1 | 30.00 in | 38.50 in | 18.50 in |  |  |  | 60.00 in | 38.50 in | 37.00 in | 30.00 in | 38.50 in | 18.50 in |  | 21367.500 inÂ³ | 0.0000 | 21367.500 inÂ³ |  | 120.000 lb |  | 120.000 lb | ALL PARTS - 5 YEARS PARTS;HEAT EXCHANGER - 20 YEARS PARTS | HEAT EXCHANGER - 20 YEARS PARTS;ALL PARTS - 10 YEARS PARTS | HEAT EXCHANGER - LIFETIME PARTS;ALL PARTS - 10 YEARS PARTS;HEAT EXCHANGER - 79 YEARS PARTS;HEAT EXCHANGER - 20 YEARS PARTS;ALL PARTS - 10 YEARS PARTS |  |  | HEAT EXCHANGER - 10 YEARS UNIT REPLACEMENT;HEAT EXCHANGER - 10 YEARS UNIT REPLACEMENT |  |  |  | ALL PARTS - 5 YEARS PARTS;HEAT EXCHANGER - 20 YEARS PARTS | HEAT EXCHANGER - 20 YEARS PARTS;ALL PARTS - 5 YEARS PARTS | HEAT EXCHANGER - 20 YEARS PARTS;ALL PARTS - 5 YEARS PARTS |  |  |  |  | Goodman 96% AFUE Gas Furnace Multi Speed ECM, Two Stage | Goodman 96% AFUE Gas Furnace Multi Speed ECM, Two Stage, Downflow/Horizontal, 60000 BTUH/H, Low NOx | Goodman 96% AFUE Gas Furnace Multi Speed ECM, Two Stage, Downflow/Horizontal, 60000 BTUH/H, Low NOx | Active |  | Equipment/Residential Split System/Gas Furnace
GR9T961205DN | Goodman | Unitary | Gas Furnace | Unitary Split System | Heating Only | Equipment | Indoor | Residential-Single Family | GR9T96 | GR9T96 | Goodman 96 % AFUE Gas Furnace Nine Speed ECM, Two Stage | 0.96 | Two-Stage Multi-Speed ECM Gas Furnace up to 96% AFUE | "1. High reliability and quality2. Faster condensate water drainage and no unit water leakage3. Durable and long igniter life4. Provisions for electronic air cleaner and humidifier5. Quiet and Economical heating6. Energy Efficient and quiet circulation7. Lower NOx emission8. Self-diagnostic control board with constant memory9. Meets the performance requirements for AHRI certification and complies with ETL North American safety standards.10. Tax Credit11. Operates on two-stage or single-stage thermostats12. Easy Connection for EAC and Humidifier" | "1. Heavy-duty aluminized-steel tubular heat exchanger2. Stainless-steel sloped secondary heat exchanger3. Silicon Nitride igniter4. Color-coded low-voltage terminals5. Two-Stage gas valve6. Multi-speed ECM blower motor with continuous fan speed7. All models comply with California 40 ng/J8. Fault code LED Output9. AHRI Certified - ETL Listed10. Energy Star11. Two-stage gas valve12. Furnace control board with self-diagnostics and provisions for electronic air cleaner and 120-volt or 24-volt humidifiers" | "1. Multi-position installation: upflow, horizontal left or right2. Certified for direct vent (2-pipe) or non-direct vent (1 pipe)3. Easy to install top venting with optional side vent4. Convenient left or right connection for gas and electrical service5. Cabinet air leakage (Qleak) less than or equal to 2%6. Fully insulated heat exchanger and blower section7. Bottom or side return air applications8. Heavy-gage steel cabinet with durable finish" | Ducted |  |  |  | EAR99 | [6 empty] | 663051686779 | EA | 4 | USA | 7322.90.0015 | 7322.90.10.21 | Goodman 96% AFUE Gas Furnace Nine Speed ECM, Two Stage, Upflow/Horizontal, 120000 BTUH/H, Low NOx | 96% multi spd ecm uf fur | 96 % | [33 empty] | Upflow/Horizontal | Yes | GR9T961205DN | [31 empty] | 35-65 Â°F | 35-65 Â°F | [11 empty] | 25 A |  |  | 14.4 A |  |  |  |  | 60 Hz | 1 Ph |  | 115 V |  |  |  | 2110 ftÂ³/min |  | 1666 ftÂ³/min | [23 empty] | 11 in | 11 in |  |  | 28 in | 33-3/8 in | 24-1/2 in |  | Yes | [12 empty] | Air Cooled | [7 empty] | Nine Speed ECM |  |  |  |  | Low NOx | [24 empty] | 154 lb |  | 1 metric hp | [26 empty] | 120000 Btu | 115200 |  | 84000 | 80640 | [6 empty] | Two Stage | [19 empty] | 4 in |  |  |  |  | Yes | CTN | 1 | 30.00 in | 38.50 in | 25.50 in |  |  |  | 60.00 in | 38.50 in | 51.00 in | 30.00 in | 38.50 in | 25.50 in |  | 29452.500 inÂ³ | 0.0000 | 29452.500 inÂ³ |  | 153.000 lb |  | 153.000 lb | ALL PARTS - 5 YEARS PARTS;HEAT EXCHANGER - 20 YEARS PARTS | ALL PARTS - 10 YEARS PARTS;HEAT EXCHANGER - 20 YEARS PARTS | ALL PARTS - 10 YEARS PARTS;HEAT EXCHANGER - LIFETIME PARTS;ALL PARTS - 10 YEARS PARTS;HEAT EXCHANGER - 20 YEARS PARTS;HEAT EXCHANGER - 79 YEARS PARTS |  |  | HEAT EXCHANGER - 10 YEARS UNIT REPLACEMENT;HEAT EXCHANGER - 10 YEARS UNIT REPLACEMENT |  |  |  | ALL PARTS - 5 YEARS PARTS;HEAT EXCHANGER - 20 YEARS PARTS | ALL PARTS - 5 YEARS PARTS;HEAT EXCHANGER - 20 YEARS PARTS | HEAT EXCHANGER - 20 YEARS PARTS;ALL PARTS - 5 YEARS PARTS |  |  |  |  | Goodman 96% AFUE Gas Furnace Nine Speed ECM, Two Stage | Goodman 96% AFUE Gas Furnace Nine Speed ECM, Two Stage, Upflow/Horizontal, 120000 BTUH/H, Low NOx | Goodman 96% AFUE Gas Furnace Nine Speed ECM, Two Stage, Upflow/Horizontal, 120000 BTUH/H, Low NOx | Active |  | Equipment/Residential Split System/Gas Furnace
GR9S920603BN | Goodman | Unitary | Gas Furnace | Unitary Split System | Heating Only | Equipment | Indoor | Residential-Single Family | GR9S92 |  | Goodman 92% AFUE Gas Furnace Multi Speed ECM, Single Stage | 0.92 | Single-Stage Multi-Speed ECM Gas Furnace Up to 92% AFUE | High reliabilitynd qualityFaster condensate water drainagend no unit water leakageDurablend long igniter lifeProvisions for electronicir cleanernd humidifierEnergy Efficientnd quiet circulationLower NOx emissionSelf-diagnostic control board with constant memorySimple installationnd setupQuietnd simple operation | Heavy-dutyluminized-steel tubular heat exchangerStainless-steel sloped secondary heat exchanger"Silicon Nitride igniter"Color-coded low-voltage terminals Multi-speed ECM blower motor with continuous fan speedAll models comply with California 40 ng/J Fault code LED OutputSingle-Stage gas ValveSingle-speed inducer draft blower |  | Ducted |  |  |  | EAR99 | [6 empty] | 663051686151 | EA | 4 | USA | 7322.90.0015 | 7322.90.10.21 | Goodman 92% AFUE Gas Furnace Multi Speed ECM, Single Stage, Upflow/Horizontal, 60000 BTUH/H, Low NOx | fer uf furnace | 92 % | [33 empty] | Upflow/Horizontal | Yes | GR9S920603BN | [31 empty] | 35-65 Â°F | [12 empty] | 15 A |  |  | 10.1 A |  |  |  |  | 60 Hz | 1 Ph |  | 115 V | [29 empty] | 10 in | 8 in |  |  | 28 in | 33-3/8 in | 17-1/2 in | [14 empty] | Air Cooled | [7 empty] | Multi Speed ECM |  |  |  |  | Low NOx | [24 empty] | 114 lb |  | 0.5 metric hp | [26 empty] | 60000 Btu | 55260 | [9 empty] | Single Stage | [24 empty] | Yes | CTN | 1 | 30.00 in | 38.50 in | 18.50 in |  |  |  | 60.00 in | 38.50 in | 37.00 in | 30.00 in | 38.50 in | 18.50 in |  | 21367.500 inÂ³ | 0.0000 | 21367.500 inÂ³ |  | 160.000 lb |  | 160.000 lb | ALL PARTS - 5 YEARS PARTS;HEAT EXCHANGER - 20 YEARS PARTS | ALL PARTS - 10 YEARS PARTS;HEAT EXCHANGER - 20 YEARS PARTS | ALL PARTS - 10 YEARS PARTS;HEAT EXCHANGER - LIFETIME PARTS;HEAT EXCHANGER - 20 YEARS PARTS;ALL PARTS - 10 YEARS PARTS;HEAT EXCHANGER - 79 YEARS PARTS | [6 empty] | ALL PARTS - 5 YEARS PARTS;HEAT EXCHANGER - 20 YEARS PARTS | HEAT EXCHANGER - 20 YEARS PARTS;ALL PARTS - 5 YEARS PARTS | ALL PARTS - 5 YEARS PARTS;HEAT EXCHANGER - 20 YEARS PARTS |  |  |  |  | Goodman 92% AFUE Gas Furnace Multi Speed ECM, Single Stage | Goodman 92% AFUE Gas Furnace Multi Speed ECM, Single Stage, Upflow/Horizontal, 60000 BTUH/H, Low NOx | Goodman 92% AFUE Gas Furnace Multi Speed ECM, Single Stage, Upflow/Horizontal, 60000 BTUH/H, Low NOx | Active |  | Equipment/Residential Split System/Gas Furnace
FTXC12AXVJU | Daikin | Ductless Mini-Splits | Mini-Split Fan Coils | Mini-Split | Heat Pump | Equipment | Indoor | Residential-Single Family | FTXC_AXVJU | Daikin ENTRA | Series Indoor Mini-Split Fan Coils |  | R-32 -- 0.75 - 2.0 Ton Wall Mounted Unit Heat Pump | 10 year limited parts and compressor warranty with online registration | Titanium apatite photocatalytic air purifying filter;Daikin Swing Compressor;Inverter Compressor |  | Wall Mounted | No |  |  | EAR99 | [7 empty] | EA | 20 | Malaysia | 8415.90.8065 | 8415.90.90.00 |  | Daikin Entra R-32 - 12K Indoor High Wall Unit |  | 213895723 | [13 empty] | No | [19 empty] | No | FTXC12AXVJU | [6 empty] | 114.8 Â°F | 50 Â°F | [6 empty] | 64.4 Â°F | 5 Â°F |  |  |  |  | 95 Â°F | 75 Â°F | 80 Â°F | 67 Â°F | 47 Â°F | 43 Â°F | 70 Â°F | 60 Â°F | [8 empty] | AC |  |  | 22 |  | 0.1 A |  | L1, L2, L3, Ground | [8 empty] | 60 Hz | 1 Ph |  | 208-230 V |  |  | 436 ftÂ³/min | 412 ftÂ³/min | 247 ftÂ³/min | 247 ftÂ³/min | 316 ftÂ³/min | 316 ftÂ³/min | 473 ftÂ³/min | 473 ftÂ³/min | 132 ftÂ³/min | 210 ftÂ³/min | [21 empty] | 9-11/16 in | 11-1/3 in | 30-5/16 in | [14 empty] | Air Cooled | [5 empty] | 0.16 | [13 empty] | 45 dBA | 43 dBA | 31 dBA | 30 dBA | 37 dBA | 36 dBA |  |  | 19 dBA | 26 dBA | [8 empty] | 20.9 lb | [11 empty] | 12000 Btu/H | 12000 Btu/H |  |  | 3.52 kW | [8 empty] | 11300 Btu/H |  |  | 3.31 kW | [6 empty] | 1 |  |  | 5/8 in | [7 empty] | 3/8 in |  |  | 1/4 in | 0 ft | 25 ft |  | 33 ft | R-32 | 66 ft | [9 empty] | Yes | CTN | 1 | 32.75 in | 12.50 in | 14.00 in | 9.68 in | 11.33 in | 30.31 in | 70.00 in | 55.50 in | 36.00 in | 9.68 in | 11.33 in | 30.31 in | 3324.23 inÂ³ | 5731.250 inÂ³ | 0.0000 | 5731.250 inÂ³ | 3324.23 inÂ³ | 25.800 lb | 20.9 lb | 25.800 lb | ALL PARTS - 5 YEARS PARTS | ALL PARTS - 10 YEARS PARTS | ALL PARTS - 10 YEARS PARTS | [6 empty] | ALL PARTS - 5 YEARS PARTS | ALL PARTS - 5 YEARS PARTS | ALL PARTS - 5 YEARS PARTS |  |  |  |  | Daikin Entra R-32 - 12K Indoor High Wall Unit | Daikin Entra R-32 - 12K Indoor High Wall Unit | Daikin Entra R-32 - 12K Indoor High Wall Unit | Active | AZAI6WSCDKB;AZAI6WSPDKC;BRC51D61;BRC944B2;DACA-CP1-1;DACA-CP4-1;DTST-LTE-LA-A;DTST-ONE-ADA-A;DTST-TOU-ADA-A;AZAI6WSCDKB;AZAI6WSPDKC;BRC51D61;BRC944B2;DACA-CP1-1;DACA-CP4-1;DTST-LTE-LA-A;DTST-ONE-ADA-A;DTST-TOU-ADA-A | Equipment/Mini-Split/Mini-Split Fan Coils
CAPFA3022C3 | Corporate | Unitary | Coil | Unitary Split System | Cooling Only | Equipment | Indoor | Residential-Single Family | CAPFA_32 | CAPFA AlumaFin7â„¢ | CAPFA AlumaFin7â„¢ Evaporator Coil, Upflow/Downflow, 2.5 Ton |  | CAPFA AlumaFin7â„¢ Evaporator Coil |  | All-Aluminum evaporator coil;Optimized for use with R-32 refrigerant including circuits and manifolds;R-32 sensor designed for the life span of the coil;Factory-installed optimized metering device (piston);Standardized copper suction tube stub length;21" depth for easier attic access;Single front access panel;Foil-faced insulation covers the internal casing to reduce cabinet condensation;Vertical application;Galvanized, leather grain-embossed finish;Rust resistant, thermoplastic drain pans featuring a low water-retention design;DecaBDE-free thermoplastic drain pan with secondary drain connections;Drain pan rails designed to remove and reposition coils with ease without compromising structural integrity;UV-resistant drain pan;AHRI certified;ETL listed |  | Ducted | No |  |  | EAR99 | [6 empty] | 663051696259 | EA | 12 | USA | 8415.90.8025 | 8415.90.90.00 | CAPFA AlumaFin7â„¢ Cased Aluminum Evaporator Coil, Upflow/Downflow, 2-2.5 Ton, 22 in Cabinet with Orifice Expansion | 2.5T Cased Upflow/Downflow R-32 Coil | [35 empty] | Yes | CAPFA3022C3 | [72 empty] | Painted | Cased | [15 empty] | 21 in | 21 in | 22 in |  |  |  |  | 3 | 17 |  | Orifice | [79 empty] | 2.5 | 2;2.5 |  | 3/4 in | [7 empty] | 3/4 in |  |  | 3/8 in |  |  |  |  | R-32 | [10 empty] | Yes | CTN | 1 | 26.25 in | 24.50 in | 23.50 in |  |  |  | 54.00 in | 78.00 in | 50.00 in | 26.25 in | 24.50 in | 23.50 in |  | 15113.437 inÂ³ | 0.0000 | 15113.437 inÂ³ |  | 50.000 lb |  | 50.000 lb | ALL PARTS - 5 YEARS PARTS | ALL PARTS - 10 YEARS PARTS | ALL PARTS - 10 YEARS PARTS | 10 YEARS UNIT REPLACEMENT | 5 YEARS UNIT REPLACEMENT | 10 YEARS UNIT REPLACEMENT | [10 empty] | CAPFA AlumaFin7â„¢ Evaporator Coil, Upflow/Downflow, 2.5 Ton | CAPFA AlumaFin7â„¢ Evaporator Coil, Upflow/Downflow, 2.5 Ton | CAPFA AlumaFin7â„¢ Cased Aluminum Evaporator Coil, Upflow/Downflow, 2-2.5 Ton, 22 in Cabinet with Orifice Expansion | Active |  | Equipment/Residential Split System/Coil
GLZS5BA2410 | Goodman | Unitary | Split Heat Pump | Unitary Split System | Heat Pump | Equipment | Outdoor | Residential-Single Family | GLZS5B | GLZS5B | Goodman Split Heat Pump 16 SEER2, Single Stage | 16 SEER2 | High-Effciency, Communication, Split System Heat Pump Up to 16 SEER2 & 8.2 HSPF2 | Meets the 2023 M1 Test Standards | High-efficiency scroll compressor;SmartShiftÂ® technology to ensure quiet reliable defrost;Enhanced aluminum fin with coil-5mm diameter copper tubes in 1.5T-3.5T;Enhanced aluminum fin coil with 7mm diameter copper tubes 4.0-5.0 ton;Single-speed PSC condenser fan motor;Factory-installed suction-line accumulator;Factory-installed compressor crankcase heater;Factory-installed high-capacity muffler;High- and low-pressure switches;Service valves with sweat connections and easy access to gauge ports;Fully charged for 15â€™ of tubing length;Fully enclosed contactor;Ground lug connection;Capacitor with extended life; AHRI Certified; ETL Listed | Removable grille style top design compliant with UL 60335-2-40;Steel louver coil guard;Heavy-gauge galvanized-steel cabinet;Attractive Architectural Gray powder-paint finish with 500-hour salt-spray approval;Top and side maintenance access;Single panel access to controls with space provided for field-installed accessories;When properly anchored, meets the 2023 Florida Building Code unit integrity requirements for hurricane-type winds (Anchor bracket kits available.) | Ducted | No | Non-Communicating |  | EAR99 |  | Yes |  |  | R32 Outdoor |  | 663051737648 | EA | 2 | USA | 8415.90.8065 | 8415.90.90.00 | Goodman GLZS5B Split Heat Pump 16 SEER2, Single Stage, 2 Ton, Non-Communicating | 16 SEER2 HP R32, 2 Ton | [12 empty] | 12.5 |  |  | Yes | 24000 Btu/H |  | 7.8 |  |  | 7.8 | [6 empty] | 15.2 | [6 empty] | Yes | GLZS5BA2410 | [6 empty] | 125 Â°F | 55 Â°F | [6 empty] | 70 Â°F | -20 Â°F |  |  |  |  | 95 Â°F | 75 Â°F |  |  | 47 Â°F | 43 Â°F | [18 empty] | 25 A |  |  | 15.2 A |  |  |  |  | 60 Hz | 1 Ph |  | 208/230 V | 11.4 A | [19 empty] | Single Stage | Scroll | [11 empty] | 29 in | 39.5 in | 29 in | [7 empty] | TXV | [26 empty] | 73 dBA | [17 empty] | 171 lb | [24 empty] | 23000 Btu/H | [9 empty] | 2 |  | 0.55 |  | 83 oz | [9 empty] | 3/8 in |  |  |  | 15 ft | R-32 | 200 ft | 79 ft |  |  | 3/4 in | [5 empty] | Yes | CTN | 1 | 30.50 in | 42.00 in | 30.00 in |  |  |  | 30.50 in | 42.00 in | 60.00 in | 30.50 in | 42.00 in | 30.00 in |  | 38430.000 inÂ³ | 0.0000 | 38430.000 inÂ³ |  | 183.000 lb |  | 183.000 lb | ALL PARTS - 5 YEARS PARTS | ALL PARTS - 10 YEARS PARTS | ALL PARTS - 10 YEARS PARTS | [6 empty] | ALL PARTS - 5 YEARS PARTS | ALL PARTS - 5 YEARS PARTS | ALL PARTS - 5 YEARS PARTS |  |  |  |  | Goodman Split Heat Pump 16 SEER2, Single Stage | Goodman GLZS5B Split Heat Pump 16 SEER2 & 7.8 HSPF, Single Stage, 2 Ton, Non-Communicating | Goodman GLZS5B Split Heat Pump 16 SEER2 & 7.8 HSPF, Single Stage, 2 Ton, Non-Communicating | Active | 0161R00128;ABK-20;CSR-U-1;FSK01A;OT18-60A;TXV-FX-KX-2T;0161R00128 | Equipment/Residential Split System/Split Heat Pump
GD9S800804BN | Goodman | Unitary | Gas Furnace | Unitary Split System | Heating Only | Equipment | Indoor | Residential-Single Family | GD9S80 |  | Goodman 80% AFUE Gas Furnace Multi Speed ECM, Single Stage | 0.8 | Single-Stage Multi-Speed ECM Gas Furnace 80% AFUE | Higher reliabilitynd quality;Durablend long igniter life;Provisions for electronicir cleanernd humidifier;Energy Efficientnd quiet circulation;Self-diagnostic control board with constant memory;Simple installationnd setup;Quietnd simple operation | Heavy-duty stainless-steel tubular heat exchanger;"Silicon Nitride igniter";Color-coded low-voltage terminals;Multi-speed ECM blower motor with continuous fan speed;Fault code LED Output;Single-Stage gas Valve;Single-speed inducer draft blower |  | Ducted |  |  |  | EAR99 | [6 empty] | 663051684768 | EA | 4 |  |  |  | Goodman 80% AFUE Gas Furnace Multi Speed ECM, Single Stage, Downflow/Horizontal, 80000 BTUH/H, Non NOx Rated | fer uf furnace | 80 % | [33 empty] | Downflow/Horizontal | No | GD9S800804BN | [31 empty] | 35-65 Â°F | [12 empty] | 15 A |  |  | 12.45 A |  |  |  |  | 60 Hz | 1 Ph |  | 115 V |  |  |  | 1238 ftÂ³/min | [25 empty] | 10 in | 8 in |  |  | 28 in | 33-3/8 in | 17-1/2 in | [14 empty] | Air Cooled | [7 empty] | Multi Speed ECM |  |  |  |  | Non NOx Rated | [24 empty] | 107 lb |  | 3/4 metric hp | [26 empty] | 80000 Btu | 64,000 | [9 empty] | Single Stage | [24 empty] | Yes | CTN | 1 | 30.00 in | 35.50 in | 18.50 in |  |  |  | 60.00 in | 35.50 in | 37.00 in | 30.00 in | 35.50 in | 18.50 in |  | 19702.500 inÂ³ | 0.0000 | 19702.500 inÂ³ |  | 110.000 lb |  | 110.000 lb | ALL PARTS - 5 YEARS PARTS;HEAT EXCHANGER - 20 YEARS PARTS | ALL PARTS - 10 YEARS PARTS;HEAT EXCHANGER - 20 YEARS PARTS | HEAT EXCHANGER - 20 YEARS PARTS;ALL PARTS - 10 YEARS PARTS;HEAT EXCHANGER - 79 YEARS PARTS;HEAT EXCHANGER - LIFETIME PARTS;ALL PARTS - 10 YEARS PARTS | [6 empty] | HEAT EXCHANGER - 20 YEARS PARTS;ALL PARTS - 5 YEARS PARTS | HEAT EXCHANGER - 20 YEARS PARTS;ALL PARTS - 5 YEARS PARTS | ALL PARTS - 5 YEARS PARTS;HEAT EXCHANGER - 20 YEARS PARTS |  |  |  |  | Goodman 80% AFUE Gas Furnace Multi Speed ECM, Single Stage | Goodman 80% AFUE Gas Furnace Multi Speed ECM, Single Stage, Downflow/Horizontal, 80000 BTUH/H, Non NOx Rated | Goodman 80% AFUE Gas Furnace Multi Speed ECM, Single Stage, Downflow/Horizontal, 80000 BTUH/H, Non NOx Rated | Active |  | Equipment/Residential Split System/Gas Furnace
AWST36LU1310 | Corporate | Unitary | Air Handler | Unitary Split System | Air Handler | Equipment | Indoor | Residential-Single Family | AWST_32 | AWST | AWST Air Handler, Multi Speed ECM Motor, 3 Ton |  | Wall-Mount Air Handler 1Â½ to 3 Tons | All Aluminum Coil;Improved Reliability and Quality;Factory TXV Installed for Quicker Install;More Efficient Refrigerant Metering | AWST Models: Equipped wit a fully adjustable TXV;Direct-drive, multi-speed motors allows air volume variation for heating/cooling;Direct-drive, multi-speed motors allows air volume variation for heating/cooling;Sequence-controlled, rust-resistant nickel chromium heating elements of 3, 5, 8, and 10 kW;Aluminum tubing coils on all models;Factory-installed pull-type disconnect;Thermoplastic drain pan with bottom primary and secondary drain connections;AHRI Certified and ETL Listed;Optimized for use with R-32 refrigerant with factory installed leak detection sensor for A2L mitigation. | Cabinet air leakage less than 2.0% at 1.0 inch H2O when tested in accordance with ASHRAE standard 193;Cabinet air leakage less than 1.4% at 0.5 inch H2O when tested in accordance with ASHRAE standard 193;Built-in filter rack (filter included);Large chassis (2-1/2 and 3 ton units), front return only;Small chassis (1-1/2 and 2 ton units), front or bottom return;Wall-hanging bracket provided | Ducted Wall Mounted | No |  |  | EAR99 | [6 empty] | 663051683723 | EA | 4 | Mexico | 8415.90.8065 | 8415.90.90.00 | AWST Ducted Wall Mounted Air Handler, Multi Speed ECM Motor, 1.5-3 Ton, 24 in Cabinet with TXV Expansion, | 3.0t electric heat air handler |  |  | 36000 Btu/H | [32 empty] | No | AWST36LU1310 | [41 empty] | 3.8 A |  |  | 50/60 A |  | 253 V | 48.1/54.8 A | 197 V |  |  |  | 60 Hz | 1 Ph |  | 208/230 V | [29 empty] | 10 in | 8 in | 10 in | 8 in | 21 in | 36 in | 24 in |  |  | 3.35 |  |  |  | 1200 r/min | TXV | [14 empty] | Multi Speed ECM | [6 empty] | 5 | [22 empty] | 109 lb |  | 1/2 metric hp | [32 empty] | 3 | 1.5;3 |  | 3/4 in | 0.5 oz | [6 empty] | 3/4 in |  |  | 3/8 in |  |  |  |  | R-32 | [10 empty] | Yes | CTN | 1 | 25.00 in | 39.00 in | 22.50 in |  |  |  | 52.00 in | 44.00 in | 46.00 in | 25.00 in | 39.00 in | 22.50 in |  | 21937.500 inÂ³ | 0.0000 | 21937.500 inÂ³ |  | 110.090 lb |  | 110.090 lb | ALL PARTS - 5 YEARS PARTS | ALL PARTS - 10 YEARS PARTS | ALL PARTS - 10 YEARS PARTS | [6 empty] | ALL PARTS - 5 YEARS PARTS | ALL PARTS - 5 YEARS PARTS | ALL PARTS - 5 YEARS PARTS |  |  |  |  | AWST Air Handler, Multi Speed ECM Motor, 3 Ton | AWST Air Handler, Multi Speed ECM Motor, 3 Ton | AWST Ducted Wall Mounted Air Handler, Multi Speed ECM Motor, 1.5-3 Ton, 24 in Cabinet with TXV Expansion, | Active | WAD-1;WAD-2 | Equipment/Residential Split System/Air Handler
CHPTA3630B3 | Corporate | Unitary | Coil | Unitary Split System | Cooling Only | Equipment | Indoor | Residential-Single Family | CHPTA_3 | CHPTA AlumaFin7â„¢ | CHPTA AlumaFin7â„¢ Evaporator Coil, Horizontal A, Ton | 13.4 SEER2 | CHPTA AlumaFin7â„¢ Evaporator Coil | Factory-installed thermal expansion valves for cooling and heat pump applications | All-Aluminum evaporator coil;Optimized for use with R-32 refrigerant including circuits and manifold including circuits and manifolds;R-32 sensor designed for the life span of the coil;Factory-installed thermal expansion valves for cooling and heat pump applications;Standardized copper suction tube stub length;Check flowrator for cooling and heat pump applications;Horizontal application;21" depth for easier attic access;Single front access panel;Foil-faced insulation covers the internal casing to reduce cabinet condensation;Galvanized, leather grain-embossed finish;Rust resistant, thermoplastic drain pan featuring a low water-retention design;DecaBDE-free thermoplastic drain pan with secondary drain connections;Drain pan rails designed to remove and reposition coils with ease without compromising structural integrity;UV-resistant drain pan;AHRI certified;ETL Listed | Single front access panelFoil-faced insulation covers the internal casing to reduce cabinet condensationGalvanized, leather grain-embossed finish | Ducted | No |  |  | EAR99 | [6 empty] | 663051688520 | EA | 4 | USA | 8415.90.8025 | 8415.90.90.00 | CHPTA AlumaFin7â„¢ Cased Aluminum Evaporator Coil, Horizontal A, 2.0-2.5 Ton, 30 in Cabinet with TXV Expansion | 3T Cased Horizontal Evaporator R-32 Coil with TXV | [35 empty] | Yes | CHPTA3630B3 | [72 empty] | Painted | Cased | [15 empty] | 21 in | 17.5 in | 30 in | [7 empty] | TXV | [80 empty] | 2.0;2.5 | [9 empty] | 7/8 in |  |  | 3/8 in |  |  |  |  | R-32 | [10 empty] | Yes | CTN | 1 | 32.00 in | 20.00 in | 26.00 in |  |  |  | 34.00 in | 44.50 in | 54.00 in | 32.00 in | 20.00 in | 26.00 in |  | 16640.000 inÂ³ | 0.0000 | 16640.000 inÂ³ |  | 69.000 lb |  | 69.000 lb | ALL PARTS - 5 YEARS PARTS | ALL PARTS - 10 YEARS PARTS | ALL PARTS - 10 YEARS PARTS | 10 YEARS UNIT REPLACEMENT | 5 YEARS UNIT REPLACEMENT | 10 YEARS UNIT REPLACEMENT |  |  |  | ALL PARTS - 5 YEARS PARTS | ALL PARTS - 5 YEARS PARTS | ALL PARTS - 5 YEARS PARTS | 5 YEARS UNIT REPLACEMENT | 5 YEARS UNIT REPLACEMENT | 5 YEARS UNIT REPLACEMENT |  | CHPTA AlumaFin7â„¢ Evaporator Coil, Horizontal A, Ton | CHPTA AlumaFin7â„¢ Evaporator Coil, Horizontal A, Ton | CHPTA AlumaFin7â„¢ Cased Aluminum Evaporator Coil, Horizontal A, 2.0-2.5 Ton, 30 in Cabinet with TXV Expansion | Active | 0230K00007;0230K00044;HHCMK01;0230K00007;0230K00044;HHCMK01 | Equipment/Residential Split System/Coil
GR9T801004CN | Goodman | Unitary | Gas Furnace | Unitary Split System | Heating Only | Equipment | Indoor | Residential-Single Family | GR9T80 |  | Goodman 80% AFUE Gas Furnace Nine Speed ECM, Two Stage | 0.8 | Two-Stage Multi-Speed ECM Gas Furnace up to 80% AFUE | High reliabilitynd quality;Durablend long igniter life;Provisions for electronicir cleanernd humidifier;Quietnd Economical heating;Energy Efficientnd quiet circulation;Self-diagnostic control board with constant memory;Operates on two-stage or single-stage thermostats;Easy Connection for EACnd Humidifier | Heavy-dutyluminized-steel tubular heat exchanger;"Silicon Nitride igniter";Color-coded low-voltage terminals;Two-Stage gas valve;Multi-speed ECM blower motor with continuous fan speed;Fault code LED Output;Two-stage gas valve;Furnace control board with self-diagnosticsnd provisions for electronicir cleanernd 120-volt or 24-volt humidifiers |  | Ducted |  |  |  | EAR99 | [6 empty] | 663051685673 | EA | 4 | USA | 7322.90.0015 | 7322.90.10.21 | Goodman 80% AFUE Gas Furnace Nine Speed ECM, Two Stage, Upflow/Horizontal, 100000 BTUH/H, Non NOx Rated | fer uf furnace | 80 % | [33 empty] | Upflow/Horizontal | Yes | GR9T801004CN | [31 empty] | 25-55 Â°F | [12 empty] | 15 A |  |  | 12.45 A |  |  |  |  | 60 Hz | 1 Ph |  | 115 V |  |  |  | 1600 ftÂ³/min | [25 empty] | 10 in | 10 in |  |  | 28 in | 33-3/8 in | 21 in |  | Yes | [12 empty] | Air Cooled | [7 empty] | Nine Speed ECM |  |  |  |  | Non NOx Rated | [24 empty] | 124 lb |  | 3/4 metric hp | [26 empty] | 100000 Btu | 80,000 |  | 70,000 | 56,000 | [6 empty] | Two Stage | [19 empty] | 4 in |  |  |  |  | Yes | CTN | 1 | 30.00 in | 35.50 in | 22.00 in |  |  |  | 60.00 in | 35.50 in | 44.00 in | 30.00 in | 35.50 in | 22.00 in |  | 23430.000 inÂ³ | 0.0000 | 23430.000 inÂ³ |  | 129.000 lb |  | 129.000 lb | HEAT EXCHANGER - 20 YEARS PARTS;ALL PARTS - 5 YEARS PARTS | HEAT EXCHANGER - 20 YEARS PARTS;ALL PARTS - 10 YEARS PARTS | ALL PARTS - 10 YEARS PARTS;HEAT EXCHANGER - 20 YEARS PARTS;ALL PARTS - 10 YEARS PARTS;HEAT EXCHANGER - LIFETIME PARTS;HEAT EXCHANGER - 79 YEARS PARTS |  |  | HEAT EXCHANGER - 10 YEARS UNIT REPLACEMENT;HEAT EXCHANGER - 10 YEARS UNIT REPLACEMENT |  |  |  | ALL PARTS - 5 YEARS PARTS;HEAT EXCHANGER - 20 YEARS PARTS | HEAT EXCHANGER - 20 YEARS PARTS;ALL PARTS - 5 YEARS PARTS | ALL PARTS - 5 YEARS PARTS;HEAT EXCHANGER - 20 YEARS PARTS |  |  |  |  | Goodman 80% AFUE Gas Furnace Nine Speed ECM, Two Stage | Goodman 80% AFUE Gas Furnace Nine Speed ECM, Two Stage, Upflow/Horizontal, 100000 BTUH/H, Non NOx Rated | Goodman 80% AFUE Gas Furnace Nine Speed ECM, Two Stage, Upflow/Horizontal, 100000 BTUH/H, Non NOx Rated | Active |  | Equipment/Residential Split System/Gas Furnace
CAPFA1818B3 | Corporate | Unitary | Coil | Unitary Split System | Cooling Only | Equipment | Indoor | Residential-Single Family | CAPFA_32 | CAPFA AlumaFin7â„¢ | CAPFA AlumaFin7â„¢ Evaporator Coil, Upflow/Downflow, 1.5 Ton |  | CAPFA AlumaFin7â„¢ Evaporator Coil |  | All-Aluminum evaporator coil;Optimized for use with R-32 refrigerant including circuits and manifolds;R-32 sensor designed for the life span of the coil;Factory-installed optimized metering device (piston);Standardized copper suction tube stub length;21" depth for easier attic access;Single front access panel;Foil-faced insulation covers the internal casing to reduce cabinet condensation;Vertical application;Galvanized, leather grain-embossed finish;Rust resistant, thermoplastic drain pans featuring a low water-retention design;DecaBDE-free thermoplastic drain pan with secondary drain connections;Drain pan rails designed to remove and reposition coils with ease without compromising structural integrity;UV-resistant drain pan;AHRI certified;ETL listed |  | Ducted | No |  |  | EAR99 | [6 empty] | 663051696181 | EA | 12 | USA | 8415.90.8025 | 8415.90.90.00 | CAPFA AlumaFin7â„¢ Cased Aluminum Evaporator Coil, Upflow/Downflow, 1.5 Ton, 18 in Cabinet with Orifice Expansion | 1.5T Cased Upflow/Downflow R-32 Coil" | [35 empty] | Yes | CAPFA1818B3 | [72 empty] | Painted | Cased | [15 empty] | 17.5 in | 21 in | 18 in |  |  |  |  | 3 | 17 |  | Orifice | [79 empty] | 1.5 | 1.5 |  | 3/4 in | [7 empty] | 3/4 in |  |  | 3/8 in |  |  |  |  | R-32 | [10 empty] | Yes | CTN | 1 | 26.25 in | 20.50 in | 20.00 in |  |  |  | 54.00 in | 66.00 in | 41.00 in | 26.25 in | 20.50 in | 20.00 in |  | 10762.500 inÂ³ | 0.0000 | 10762.500 inÂ³ |  | 40.000 lb |  | 40.000 lb | ALL PARTS - 5 YEARS PARTS | ALL PARTS - 10 YEARS PARTS | ALL PARTS - 10 YEARS PARTS | 10 YEARS UNIT REPLACEMENT | 5 YEARS UNIT REPLACEMENT | 10 YEARS UNIT REPLACEMENT | [10 empty] | CAPFA AlumaFin7â„¢ Evaporator Coil, Upflow/Downflow, 1.5 Ton | CAPFA AlumaFin7â„¢ Evaporator Coil, Upflow/Downflow, 1.5 Ton | CAPFA AlumaFin7â„¢ Cased Aluminum Evaporator Coil, Upflow/Downflow, 1.5 Ton, 18 in Cabinet with Orifice Expansion | Active | DPICX-BB | Equipment/Residential Split System/Coil
GR9T800603BN | Goodman | Unitary | Gas Furnace | Unitary Split System | Heating Only | Equipment | Indoor | Residential-Single Family | GR9T80 | GR9T80 | Goodman 80% AFUE Gas Furnace Multi Speed ECM, Two Stage | 0.8 | Two-Stage Multi-Speed ECM Gas Furnace up to 80% AFUE | High reliabilitynd quality;Durablend long igniter life;Provisions for electronicir cleanernd humidifier;Quietnd Economical heating;Energy Efficientnd quiet circulation;Self-diagnostic control board with constant memory;Operates on two-stage or single-stage thermostats;Easy Connection for EACnd Humidifier | Heavy-dutyluminized-steel tubular heat exchanger;"Silicon Nitride igniter";Color-coded low-voltage terminals;Two-Stage gas valve;Multi-speed ECM blower motor with continuous fan speed;Fault code LED Output;Two-stage gas valve;Furnace control board with self-diagnosticsnd provisions for electronicir cleanernd 120-volt or 24-volt humidifiers | Fully insulated, heavy-gauge steel cabinetwith durable baked-enamel finish | Ducted | No |  |  | EAR99 | [6 empty] | 663051685567 | EA | 4 | USA | 7322.90.0015 | 7322.90.10.21 | Goodman 80% AFUE Gas Furnace Multi Speed ECM, Two Stage, Upflow/Horizontal, 60000 BTUH/H, Non NOx Rated | fer uf furnace | 80 % | [33 empty] | Upflow/Horizontal | Yes | GR9T800603BN | [31 empty] | 15-45 Â°F | [12 empty] | 15 A |  |  | 8.7 A |  |  |  |  | 60 Hz | 1 Ph |  | 115 V | [29 empty] | 10 in | 8 in |  |  | 28 in | 33-3/8 in | 17-1/2 in | [14 empty] | Air Cooled | [7 empty] | Multi Speed ECM |  |  |  |  | Non NOx Rated | [24 empty] | 107 lb |  | 1/2 metric hp | [26 empty] | 60000 Btu | 48,000 |  | 42,000 | 33,600 | [6 empty] | Two Stage | [24 empty] | Yes | CTN | 1 | 30.00 in | 35.50 in | 18.50 in |  |  |  | 60.00 in | 35.50 in | 37.00 in | 30.00 in | 35.50 in | 18.50 in |  | 19702.500 inÂ³ | 0.0000 | 19702.500 inÂ³ |  | 101.000 lb |  | 101.000 lb | HEAT EXCHANGER - 20 YEARS PARTS;ALL PARTS - 5 YEARS PARTS | ALL PARTS - 10 YEARS PARTS;HEAT EXCHANGER - 20 YEARS PARTS | HEAT EXCHANGER - 20 YEARS PARTS;HEAT EXCHANGER - LIFETIME PARTS;HEAT EXCHANGER - 79 YEARS PARTS;ALL PARTS - 10 YEARS PARTS;ALL PARTS - 10 YEARS PARTS |  |  | HEAT EXCHANGER - 10 YEARS UNIT REPLACEMENT;HEAT EXCHANGER - 10 YEARS UNIT REPLACEMENT |  |  |  | ALL PARTS - 5 YEARS PARTS;HEAT EXCHANGER - 20 YEARS PARTS | HEAT EXCHANGER - 20 YEARS PARTS;ALL PARTS - 5 YEARS PARTS | ALL PARTS - 5 YEARS PARTS;HEAT EXCHANGER - 20 YEARS PARTS |  |  |  |  | Goodman 80% AFUE Gas Furnace Multi Speed ECM, Two Stage | Goodman 80% AFUE Gas Furnace Multi Speed ECM, Two Stage, Upflow/Horizontal, 60000 BTUH/H, Non NOx Rated | Goodman 80% AFUE Gas Furnace Multi Speed ECM, Two Stage, Upflow/Horizontal, 60000 BTUH/H, Non NOx Rated | Active |  | Equipment/Residential Split System/Gas Furnace
CHPTA6030D3 | Corporate | Unitary | Coil | Unitary Split System | Cooling Only | Equipment | Indoor | Residential-Single Family | CHPTA_3 | CHPTA AlumaFin7â„¢ | CHPTA AlumaFin7â„¢ Evaporator Coil, Horizontal A, Ton | 13.4 SEER2 | CHPTA AlumaFin7â„¢ Evaporator Coil | Factory-installed thermal expansion valves for cooling and heat pump applications | All-Aluminum evaporator coil;Optimized for use with R-32 refrigerant including circuits and manifold including circuits and manifolds;R-32 sensor designed for the life span of the coil;Factory-installed thermal expansion valves for cooling and heat pump applications;Standardized copper suction tube stub length;Check flowrator for cooling and heat pump applications;Horizontal application;21" depth for easier attic access;Single front access panel;Foil-faced insulation covers the internal casing to reduce cabinet condensation;Galvanized, leather grain-embossed finish;Rust resistant, thermoplastic drain pan featuring a low water-retention design;DecaBDE-free thermoplastic drain pan with secondary drain connections;Drain pan rails designed to remove and reposition coils with ease without compromising structural integrity;UV-resistant drain pan;AHRI certified;ETL Listed | Single front access panelFoil-faced insulation covers the internal casing to reduce cabinet condensationGalvanized, leather grain-embossed finish | Ducted | No |  |  | EAR99 | [6 empty] | 663051693654 | EA | 4 | USA | 8415.90.8025 | 8415.90.90.00 | CHPTA AlumaFin7â„¢ Cased Aluminum Evaporator Coil, Horizontal A, 4.0-5.0 Ton, Cabinet with Expansion | 5T Cased Horizontal Evaporator R-32 Coil with TXV | [35 empty] | Yes | CHPTA6030D3 | [72 empty] | Painted | Cased | [106 empty] | 4.0;5.0 | [17 empty] | R-32 | [10 empty] | Yes | CTN | 1 | 32.50 in | 26.50 in | 26.50 in |  |  |  | 34.00 in | 58.00 in | 54.00 in | 32.50 in | 26.50 in | 26.50 in |  | 22823.125 inÂ³ | 0.0000 | 22823.125 inÂ³ |  | 80.000 lb |  | 80.000 lb | ALL PARTS - 5 YEARS PARTS | ALL PARTS - 10 YEARS PARTS | ALL PARTS - 10 YEARS PARTS | 10 YEARS UNIT REPLACEMENT | 5 YEARS UNIT REPLACEMENT | 10 YEARS UNIT REPLACEMENT |  |  |  | ALL PARTS - 5 YEARS PARTS | ALL PARTS - 5 YEARS PARTS | ALL PARTS - 5 YEARS PARTS | 5 YEARS UNIT REPLACEMENT | 5 YEARS UNIT REPLACEMENT | 5 YEARS UNIT REPLACEMENT |  | CHPTA AlumaFin7â„¢ Evaporator Coil, Horizontal A, Ton | CHPTA AlumaFin7â„¢ Evaporator Coil, Horizontal A, Ton | CHPTA AlumaFin7â„¢ Cased Aluminum Evaporator Coil, Horizontal A, 4.0-5.0 Ton, Cabinet with Expansion | Active | 0230K00007;0230K00044;HHCMK01;0230K00007;0230K00044;HHCMK01 | Equipment/Residential Split System/Coil
FTK18BXVJU | Daikin | Ductless Mini-Splits | Mini-Split Fan Coils | Mini-Split | Cooling Only | Equipment | Indoor | Residential-Single Family | FTK_BXVJU | Daikin OTERRA | Daikin20Series Indoor Mini-Split Fan Coils, Single Zone |  | 3/4 - 2 Ton Wall Mounted Unit Cooling only | Energy Saving;Uniform Airflow;Quiet Operations;Clean air;Easy to Clean;Drain pipe can be attached to either side | Inverter;Power Airflow Flap;Verticle Auto Swing;Auto Fan Speed;Quiet Operations;Programme Dry Function;Fan only Mode;Sleep Mode;R/C with Backlight;Catechin Filter/Green Tea Filter;Titanium Apatite Air-Purifying Filter;Wipe Clean Flat Panel;Auto Restart (after power failure);Self Diagnosis;Drain on either side (Right or Left) |  | Wall Mounted | No |  |  | EAR99 | [7 empty] | EA | 12 | Malaysia | 8415.90.8065 | 8415.90.90.00 |  | Daikin OTERRA 1.5 T AC only mini Split Indoor Unit | [35 empty] | No | FTK18BXVJU | [6 empty] | 114.8 Â°F | 50 Â°F | [12 empty] | 95 Â°F | 75 Â°F | 80 Â°F | 67 Â°F | [12 empty] | AC | [6 empty] | L1, L2, L3, Ground | [8 empty] | 60 Hz | 1 Ph |  | 208/230 V |  |  | 716 ftÂ³/min |  | 467 ftÂ³/min |  | 605 ftÂ³/min |  | 754 ftÂ³/min |  | 395 ftÂ³/min | [10 empty] | Swing | [11 empty] | 11-1/3 in | 11-11/16 in | 39-1/2 in | [14 empty] | Air Cooled | [5 empty] | 0.41 | [13 empty] | 49 dBA |  | 38 dBA |  | 44 dBA |  |  |  | 33 dBA | [9 empty] | 31 lb | [9 empty] | 20000 Btu/H | 6900 Btu/H | 18000 Btu/H |  |  |  | 5.28 kW | [18 empty] | 1.5 |  |  | 5/8 in | [7 empty] | 1/2 in |  |  | 1/4 in | 0 ft | 25 ft |  | 33 ft | R-410A | 99 ft | 65 ft | [8 empty] | Yes | CTN | 1 | 42.50 in | 14.75 in | 14.75 in |  |  |  | 62.00 in | 49.25 in | 42.00 in | 42.50 in | 14.75 in | 14.75 in | 0 inÂ³ | 9246.406 inÂ³ | 0.0000 | 9246.406 inÂ³ | 0 inÂ³ | 36.000 lb |  | 36.000 lb | ALL PARTS - 5 YEARS PARTS | ALL PARTS - 12 YEARS PARTS | ALL PARTS - 12 YEARS PARTS | [6 empty] | ALL PARTS - 5 YEARS PARTS | ALL PARTS - 5 YEARS PARTS | ALL PARTS - 5 YEARS PARTS |  |  |  |  | Daikin OTERRA 1.5 T AC only mini Split Indoor Unit | Daikin OTERRA 1.5 T AC only mini Split Indoor Unit | Daikin OTERRA 1.5 T AC only mini Split Indoor Unit | Obsolete | AZAI6WSCDKB;AZAI6WSPDKC;BRC51D61;DACA-CP1-1;DACA-CP4-1;DTST-LTE-LA-A;DTST-ONE-ADA-A;KRP928BB2S;AZAI6WSCDKB;AZAI6WSPDKC;BRC51D61;DACA-CP1-1;DACA-CP4-1;DTST-LTE-LA-A;DTST-ONE-ADA-A
GR9S800804CX | Goodman | Unitary | Gas Furnace | Unitary Split System | Heating Only | Equipment | Indoor | Residential-Single Family | GR9S80 |  | Goodman 80% AFUE Gas Furnace Multi Speed ECM, Single Stage | 0.8 | Single-Stage Multi-Speed ECM Gas Furnace Up to 80% AFUE | High reliabilitynd quality;Durablend long-igniter life;Provisions for electronicir cleanernd humidifier;Energy Efficientnd quiet circulation;Self-diagnostic control board with constant memory;Simple installationnd setup;Quietnd simple operation | 1. Heavy-dutyluminized-steel tubular heat exchanger;2. "Silicon Nitride igniter";3. Color-coded low-voltage terminals;4. Multi-speed ECM blower motor with continuous fan speed;5. Fault code LED Output;6. Single-Stage gas Valve;7. Single-speed inducer draft blower |  | Ducted |  |  |  | EAR99 | [6 empty] | 663051684935 | EA | 4 |  |  |  | Goodman 80% AFUE Gas Furnace Multi Speed ECM, Single Stage, Upflow/Horizontal, 80000 BTUH/H, Low NOx | fer uf furnace | 80 % | [33 empty] | Upflow/Horizontal | No | GR9S800804CX | [31 empty] | 35-65 Â°F | [12 empty] | 15 A |  |  | 12.45 A |  |  |  |  | 60 Hz | 1 Ph |  | 115 V | [29 empty] | 10 in | 10 in |  |  | 28 in | 33-3/8 in | 21 in | [14 empty] | Air Cooled | [7 empty] | Multi Speed ECM |  |  |  |  | Low NOx | [24 empty] | 132 lb |  | 3/4 metric hp | [26 empty] | 80000 Btu | 64,000 | [9 empty] | Single Stage | [24 empty] | Yes | CTN | 1 | 30.00 in | 35.50 in | 22.00 in |  |  |  | 60.00 in | 35.50 in | 44.00 in | 30.00 in | 35.50 in | 22.00 in |  | 23430.000 inÂ³ | 0.0000 | 23430.000 inÂ³ |  | 113.000 lb |  | 113.000 lb | ALL PARTS - 5 YEARS PARTS;HEAT EXCHANGER - 20 YEARS PARTS | HEAT EXCHANGER - 20 YEARS PARTS;ALL PARTS - 10 YEARS PARTS | ALL PARTS - 10 YEARS PARTS;HEAT EXCHANGER - 20 YEARS PARTS;HEAT EXCHANGER - LIFETIME PARTS;ALL PARTS - 10 YEARS PARTS;HEAT EXCHANGER - 79 YEARS PARTS | [6 empty] | ALL PARTS - 5 YEARS PARTS;HEAT EXCHANGER - 20 YEARS PARTS | ALL PARTS - 5 YEARS PARTS;HEAT EXCHANGER - 20 YEARS PARTS | ALL PARTS - 5 YEARS PARTS;HEAT EXCHANGER - 20 YEARS PARTS |  |  |  |  | Goodman 80% AFUE Gas Furnace Multi Speed ECM, Single Stage | Goodman 80% AFUE Gas Furnace Multi Speed ECM, Single Stage, Upflow/Horizontal, 80000 BTUH/H, Low NOx | Goodman 80% AFUE Gas Furnace Multi Speed ECM, Single Stage, Upflow/Horizontal, 80000 BTUH/H, Low NOx | Active |  | Equipment/Residential Split System/Gas Furnace
FTK24BXVJU | Daikin | Ductless Mini-Splits | Mini-Split Fan Coils | Mini-Split | Cooling Only | Equipment | Indoor | Residential-Single Family | FTK_BXVJU | Daikin OTERRA | Daikin20Series Indoor Mini-Split Fan Coils, Single Zone |  | 3/4 - 2 Ton Wall Mounted Unit Cooling only | Energy Saving;Uniform Airflow;Quiet Operations;Clean Air;Easy to Clean;Drain pipe can be attached to either side | Inverter;Power Airflow dual Flap;Auto Fan Speed;Quiet Operations;Programme Dry Function;Fan only Mode;Sleep Mode;R/C with Backlight;Catechin Filter/Green Tea Filter;Titanium Apatite Air Purifying Filter;Wipe Clean Flat Panel;Auto Restart (after power failure);Self Diagnosis;Drain on both sides (Right or Left) |  | Wall Mounted | No |  |  | EAR99 | [7 empty] | EA | 12 | Malaysia | 8415.90.8065 | 8415.90.90.00 |  | Daikin OTERRA 2 T AC only mini Split Indoor Unit | [35 empty] | No | FTK24BXVJU | [6 empty] | 114.8 Â°F | 50 Â°F | [12 empty] | 95 Â°F | 75 Â°F | 80 Â°F | 67 Â°F | [12 empty] | AC | [6 empty] | L1, L2, L3, Ground | [8 empty] | 60 Hz | 1 Ph |  | 208/230 V |  |  | 716 ftÂ³/min |  | 467 ftÂ³/min |  | 605 ftÂ³/min |  | 754 ftÂ³/min |  | 395 ftÂ³/min | [10 empty] | Swing | [11 empty] | 11-1/3 in | 11-11/16 in | 39-1/2 in | [14 empty] | Air Cooled | [5 empty] | 0.63 | [13 empty] | 53 dBA |  | 39 dBA |  | 45 dBA |  |  |  | 34 dBA | [9 empty] | 31 lb | [9 empty] | 24000 Btu/H | 7000 Btu/H | 21200 Btu/H |  |  |  | 6.21 kW | [18 empty] | 2 |  |  | 5/8 in | [7 empty] | 5/8 in |  |  | 1/4 in | 0 ft | 25 ft |  |  | R-410A | 99 ft | 65 ft | [8 empty] | Yes | CTN | 1 | 42.50 in | 14.75 in | 14.75 in |  |  |  | 62.00 in | 49.25 in | 42.00 in | 42.50 in | 14.75 in | 14.75 in | 0 inÂ³ | 9246.406 inÂ³ | 0.0000 | 9246.406 inÂ³ | 0 inÂ³ | 36.000 lb |  | 36.000 lb | ALL PARTS - 5 YEARS PARTS | ALL PARTS - 12 YEARS PARTS | ALL PARTS - 12 YEARS PARTS | [6 empty] | ALL PARTS - 5 YEARS PARTS | ALL PARTS - 5 YEARS PARTS | ALL PARTS - 5 YEARS PARTS |  |  |  |  | Daikin OTERRA 2 T AC only mini Split Indoor Unit | Daikin OTERRA 2 T AC only mini Split Indoor Unit | Daikin OTERRA 2 T AC only mini Split Indoor Unit | Obsolete | AZAI6WSCDKB;AZAI6WSPDKC;BRC51D61;DACA-CP1-1;DACA-CP4-1;DTST-LTE-LA-A;DTST-ONE-ADA-A;KRP928BB2S;AZAI6WSCDKB;AZAI6WSPDKC;BRC51D61;DACA-CP1-1;DACA-CP4-1;DTST-LTE-LA-A;DTST-ONE-ADA-A
CHPTA2426C3 | Corporate | Unitary | Coil | Unitary Split System | Cooling Only | Equipment | Indoor | Residential-Single Family | CHPTA_3 | CHPTA AlumaFin7â„¢ | CHPTA AlumaFin7â„¢ Evaporator Coil, Horizontal A, Ton | 13.4 SEER2 | CHPTA AlumaFin7â„¢ Evaporator Coil | Factory-installed thermal expansion valves for cooling and heat pump applications | All-Aluminum evaporator coil;Optimized for use with R-32 refrigerant including circuits and manifold including circuits and manifolds;R-32 sensor designed for the life span of the coil;Factory-installed thermal expansion valves for cooling and heat pump applications;Standardized copper suction tube stub length;Check flowrator for cooling and heat pump applications;Horizontal application;21" depth for easier attic access;Single front access panel;Foil-faced insulation covers the internal casing to reduce cabinet condensation;Galvanized, leather grain-embossed finish;Rust resistant, thermoplastic drain pan featuring a low water-retention design;DecaBDE-free thermoplastic drain pan with secondary drain connections;Drain pan rails designed to remove and reposition coils with ease without compromising structural integrity;UV-resistant drain pan;AHRI certified;ETL Listed | Single front access panelFoil-faced insulation covers the internal casing to reduce cabinet condensationGalvanized, leather grain-embossed finish | Ducted | No |  |  | EAR99 | [6 empty] | 663051688490 | EA | 12 | USA | 8415.90.8025 | 8415.90.90.00 | CHPTA AlumaFin7â„¢ Cased Aluminum Evaporator Coil, Horizontal A, 1.5-2 Ton, 26 in Cabinet with TXV Expansion | 2T Cased Horizontal Evaporator R-32 Coil with TXV | [35 empty] | Yes | CHPTA2426C3 | [72 empty] | Painted | Cased | [15 empty] | 21 in | 21 in | 26 in | [7 empty] | TXV | [80 empty] | 1.5;2 | [9 empty] | 7/8 in |  |  | 3/8 in |  |  |  |  | R-32 | [10 empty] | Yes | CTN | 1 | 28.00 in | 23.50 in | 26.50 in |  |  |  | 58.50 in | 75.50 in | 54.00 in | 28.00 in | 23.50 in | 26.50 in |  | 17437.000 inÂ³ | 0.0000 | 17437.000 inÂ³ |  | 62.000 lb |  | 62.000 lb | ALL PARTS - 5 YEARS PARTS | ALL PARTS - 10 YEARS PARTS | ALL PARTS - 10 YEARS PARTS | 10 YEARS UNIT REPLACEMENT | 5 YEARS UNIT REPLACEMENT | 10 YEARS UNIT REPLACEMENT |  |  |  | ALL PARTS - 5 YEARS PARTS | ALL PARTS - 5 YEARS PARTS | ALL PARTS - 5 YEARS PARTS | 5 YEARS UNIT REPLACEMENT | 5 YEARS UNIT REPLACEMENT | 5 YEARS UNIT REPLACEMENT |  | CHPTA AlumaFin7â„¢ Evaporator Coil, Horizontal A, Ton | CHPTA AlumaFin7â„¢ Evaporator Coil, Horizontal A, Ton | CHPTA AlumaFin7â„¢ Cased Aluminum Evaporator Coil, Horizontal A, 1.5-2 Ton, 26 in Cabinet with TXV Expansion | Active | 0230K00007;0230K00044;HHCMK01;0230K00007;0230K00044;HHCMK01 | Equipment/Residential Split System/Coil
CAPFA1818A3 | Corporate | Unitary | Coil | Unitary Split System | Cooling Only | Equipment | Indoor | Residential-Single Family | CAPFA_32 | CAPFA AlumaFin7â„¢ | CAPFA AlumaFin7â„¢ Evaporator Coil, Upflow/Downflow, 1.5 Ton |  | CAPFA AlumaFin7â„¢ Evaporator Coil |  | All-Aluminum evaporator coil;Optimized for use with R-32 refrigerant including circuits and manifolds;R-32 sensor designed for the life span of the coil;Factory-installed optimized metering device (piston);Standardized copper suction tube stub length;21" depth for easier attic access;Single front access panel;Foil-faced insulation covers the internal casing to reduce cabinet condensation;Vertical application;Galvanized, leather grain-embossed finish;Rust resistant, thermoplastic drain pans featuring a low water-retention design;DecaBDE-free thermoplastic drain pan with secondary drain connections;Drain pan rails designed to remove and reposition coils with ease without compromising structural integrity;UV-resistant drain pan;AHRI certified;ETL listed |  | Ducted | No |  |  | EAR99 | [6 empty] | 663051696174 | EA | 12 | USA | 8415.90.8025 | 8415.90.90.00 | CAPFA AlumaFin7â„¢ Cased Aluminum Evaporator Coil, Upflow/Downflow, 1.5 Ton, 18 in Cabinet with Orifice Expansion | 1.5T Cased Upflow/Downflow R-32 Coil | [35 empty] | Yes | CAPFA1818A3 | [72 empty] | Painted | Cased | [15 empty] | 14 in | 21 in | 18 in |  |  |  |  | 3 | 17 |  | Orifice | [79 empty] | 1.5 | 1.5 |  | 3/4 in | [7 empty] | 3/4 in |  |  | 3/8 in |  |  |  |  | R-32 | [10 empty] | Yes | CTN | 1 | 26.00 in | 20.50 in | 16.25 in |  |  |  | 54.00 in | 45.50 in | 50.00 in | 26.00 in | 20.50 in | 16.25 in |  | 8661.250 inÂ³ | 0.0000 | 8661.250 inÂ³ |  | 28.090 lb |  | 28.090 lb | ALL PARTS - 5 YEARS PARTS | ALL PARTS - 10 YEARS PARTS | ALL PARTS - 10 YEARS PARTS | 10 YEARS UNIT REPLACEMENT | 5 YEARS UNIT REPLACEMENT | 10 YEARS UNIT REPLACEMENT | [10 empty] | CAPFA AlumaFin7â„¢ Evaporator Coil, Upflow/Downflow, 1.5 Ton | CAPFA AlumaFin7â„¢ Evaporator Coil, Upflow/Downflow, 1.5 Ton | CAPFA AlumaFin7â„¢ Cased Aluminum Evaporator Coil, Upflow/Downflow, 1.5 Ton, 18 in Cabinet with Orifice Expansion | Active | DPICX-AB;DPICX-BB;HTP7-A | Equipment/Residential Split System/Coil
CAPFA1818C3 | Corporate | Unitary | Coil | Unitary Split System | Cooling Only | Equipment | Indoor | Residential-Single Family | CAPFA_32 | CAPFA AlumaFin7â„¢ | CAPFA AlumaFin7â„¢ Evaporator Coil, Upflow/Downflow, 1.5 Ton |  | CAPFA AlumaFin7â„¢ Evaporator Coil |  | All-Aluminum evaporator coil;Optimized for use with R-32 refrigerant including circuits and manifolds;R-32 sensor designed for the life span of the coil;Factory-installed optimized metering device (piston);Standardized copper suction tube stub length;21" depth for easier attic access;Single front access panel;Foil-faced insulation covers the internal casing to reduce cabinet condensation;Vertical application;Galvanized, leather grain-embossed finish;Rust resistant, thermoplastic drain pans featuring a low water-retention design;DecaBDE-free thermoplastic drain pan with secondary drain connections;Drain pan rails designed to remove and reposition coils with ease without compromising structural integrity;UV-resistant drain pan;AHRI certified;ETL listed |  | Ducted | No |  |  | EAR99 | [6 empty] | 663051696198 | EA | 12 |  |  |  | CAPFA AlumaFin7â„¢ Cased Aluminum Evaporator Coil, Upflow/Downflow, 1.5 Ton, 18 in Cabinet with Orifice Expansion | 1.5T Cased Upflow/Downflow R-32 Coil | [35 empty] | No | CAPFA1818C3 | [72 empty] | Painted | Cased | [15 empty] | 21 in | 21 in | 18 in |  |  |  |  | 3 | 17 |  | Orifice | [79 empty] | 1.5 | 1.5 |  | 3/4 in | [7 empty] | 3/4 in |  |  | 3/8 in |  |  |  |  | R-32 | [10 empty] | Yes | CTN | 1 | 26.00 in | 21.00 in | 23.00 in |  |  |  | 54.00 in | 67.00 in | 50.00 in | 26.00 in | 21.00 in | 23.00 in |  | 12558.000 inÂ³ | 0.0000 | 12558.000 inÂ³ |  | 44.000 lb |  | 44.000 lb | ALL PARTS - 5 YEARS PARTS | ALL PARTS - 10 YEARS PARTS | ALL PARTS - 10 YEARS PARTS | 10 YEARS UNIT REPLACEMENT | 5 YEARS UNIT REPLACEMENT | 10 YEARS UNIT REPLACEMENT | [10 empty] | CAPFA AlumaFin7â„¢ Evaporator Coil, Upflow/Downflow, 1.5 Ton | CAPFA AlumaFin7â„¢ Evaporator Coil, Upflow/Downflow, 1.5 Ton | CAPFA AlumaFin7â„¢ Cased Aluminum Evaporator Coil, Upflow/Downflow, 1.5 Ton, 18 in Cabinet with Orifice Expansion | Active | DPICX-BB;DPICX-CB | Equipment/Residential Split System/Coil
GR9S800403AX | Goodman | Unitary | Gas Furnace | Unitary Split System | Heating Only | Equipment | Indoor | Residential-Single Family | GR9S80 |  | Goodman 80% AFUE Gas Furnace Multi Speed ECM, Single Stage | 0.8 | Single-Stage Multi-Speed ECM Gas Furnace Up to 80% AFUE | High reliabilitynd quality;Durablend long-igniter life;Provisions for electronicir cleanernd humidifier;Energy Efficientnd quiet circulation;Self-diagnostic control board with constant memory;Simple installationnd setup;Quietnd simple operation | 1. Heavy-dutyluminized-steel tubular heat exchanger;2. "Silicon Nitride igniter";3. Color-coded low-voltage terminals;4. Multi-speed ECM blower motor with continuous fan speed;5. Fault code LED Output;6. Single-Stage gas Valve;7. Single-speed inducer draft blower |  | Ducted |  |  |  | EAR99 | [6 empty] | 663051684829 | EA | 6 |  |  |  | Goodman 80% AFUE Gas Furnace Multi Speed ECM, Single Stage, Upflow/Horizontal, 40000 BTUH/H, Low NOx | fer uf furnace | 80 % | [33 empty] | Upflow/Horizontal | No | GR9S800403AX | [31 empty] | 25-55 Â°F | [12 empty] | 15 A |  |  | 8.7 A |  |  |  |  | 60 Hz | 1 Ph |  | 115 V | [29 empty] | 10 in | 6 in |  |  | 28 in | 33-3/8 in | 14 in | [14 empty] | Air Cooled | [7 empty] | Multi Speed ECM |  |  |  |  | Low NOx | [24 empty] | 86 lb |  | 1/2 metric hp | [26 empty] | 40000 Btu | 32,000 | [9 empty] | Single Stage | [24 empty] | Yes | CTN | 1 | 30.00 in | 35.50 in | 15.00 in |  |  |  | 60.00 in | 35.50 in | 45.00 in | 30.00 in | 35.50 in | 15.00 in |  | 15975.000 inÂ³ | 0.0000 | 15975.000 inÂ³ |  | 88.000 lb |  | 88.000 lb | ALL PARTS - 5 YEARS PARTS;HEAT EXCHANGER - 20 YEARS PARTS | ALL PARTS - 10 YEARS PARTS;HEAT EXCHANGER - 20 YEARS PARTS | HEAT EXCHANGER - LIFETIME PARTS;ALL PARTS - 10 YEARS PARTS;ALL PARTS - 10 YEARS PARTS;HEAT EXCHANGER - 79 YEARS PARTS;HEAT EXCHANGER - 20 YEARS PARTS | [6 empty] | ALL PARTS - 5 YEARS PARTS;HEAT EXCHANGER - 20 YEARS PARTS | ALL PARTS - 5 YEARS PARTS;HEAT EXCHANGER - 20 YEARS PARTS | ALL PARTS - 5 YEARS PARTS;HEAT EXCHANGER - 20 YEARS PARTS |  |  |  |  | Goodman 80% AFUE Gas Furnace Multi Speed ECM, Single Stage | Goodman 80% AFUE Gas Furnace Multi Speed ECM, Single Stage, Upflow/Horizontal, 40000 BTUH/H, Low NOx | Goodman 80% AFUE Gas Furnace Multi Speed ECM, Single Stage, Upflow/Horizontal, 40000 BTUH/H, Low NOx | Active |  | Equipment/Residential Split System/Gas Furnace
GLXS4BA2410 | Goodman | Unitary | Split Air Conditioner | Unitary Split System | Cooling Only | Equipment | Outdoor | Residential-Single Family | GLXS4B | GLXS4B | Goodman Split Air Conditioner 14.3 SEER2, Single Stage | 14.3 SEER2 | Energy-Efficient Classic R-32 Split System Air Conditioner, 14.3 SEER2, 1Â½ To 5 Tons |  | High efficiency scroll compressor;High-density foam compressor sound blanket;Advanced CopelandÂ® CoreSenseâ„¢ Technology;Fully charged for 15' of tubing length;Copper tube/ enhanced aluminum fin coil-5mm diameter;Factory-installed filter drier;Sweat connection service valves with easy access to gauge ports;Enclosed contactor with lug connection;High-pressure switch;Capacitors with extended life;AHRI Certified;ETL Listed | Removable grille-style top designcompliant with UL 60335-2-40;Venturi for increased velocity of airflow;Attractive Architectural Gray powder-paintfinish with 500-hour salt-spray approval;Wire fan discharge grille;Steel louver coil guard;Top and side maintenance access;Single-panel access to controls with space provided for field-installed accessories;When properly anchored, meets the 2023 Florida Building Code unit integrity requirements for hurricane-type winds (Anchor bracket kits available.) |  | No | Non-Communicating |  | EAR99 | [6 empty] | 663051691612 | EA | 2 | USA | 8415.90.8085 | 8415.90.90.00 | Goodman Split Air Conditioner 14.3 SEER2, Single Stage, 2 Ton, Non-Communicating | 14.3 SEER2 R-32 AC, 2.0T |  |  | 24000 Btu/H | [9 empty] | 11.7 |  |  | No | [12 empty] | 14.3 | [6 empty] | Yes | GLXS4BA2410 | [6 empty] | 125 Â°F | 55 Â°F | [12 empty] | 95 Â°F | 75 Â°F | [22 empty] | 15 A |  |  | 10.94 A |  |  |  |  | 60 Hz | 1 Ph |  | 208/240 V | 8.192 A | [19 empty] | Single Stage | Rotary | [11 empty] | 26 in | 27 in | 26 in | [34 empty] | 74 dBA | [17 empty] | 70 lb | [11 empty] | 22600 Btu/H | [22 empty] | 2 |  | 0.55 |  | 53 oz | [9 empty] | 3/8 in |  |  |  | 15 ft | R-32 | 200 ft | 79 ft |  |  | 3/4 in | [5 empty] | Yes | CTN | 1 | 27.50 in | 29.50 in | 27.50 in |  |  |  | 27.50 in | 29.50 in | 55.00 in | 27.50 in | 29.50 in | 27.50 in |  | 22309.375 inÂ³ | 0.0000 | 22309.375 inÂ³ |  | 134.000 lb |  | 134.000 lb | ALL PARTS - 5 YEARS PARTS | ALL PARTS - 10 YEARS PARTS | ALL PARTS - 10 YEARS PARTS | [6 empty] | ALL PARTS - 5 YEARS PARTS | ALL PARTS - 5 YEARS PARTS | ALL PARTS - 5 YEARS PARTS |  |  |  |  | Goodman Split Air Conditioner 14.3 SEER2, Single Stage | Goodman Split Air Conditioner 14.3 SEER2, Single Stage, 2 Ton, Non-Communicating | Goodman Split Air Conditioner 14.3 SEER2, Single Stage, 2 Ton, Non-Communicating | Active | 0130R00000S;0161R00128;ABK-20;ASC01A;FSK01A;LAKT01;LSK02A | Equipment/Residential Split System/Split Air Conditioner
CHPTA3026C3 | Corporate | Unitary | Coil | Unitary Split System | Cooling Only | Equipment | Indoor | Residential-Single Family | CHPTA_3 | CHPTA AlumaFin7â„¢ | CHPTA AlumaFin7â„¢ Evaporator Coil, Horizontal A, Ton | 13.4 SEER2 | CHPTA AlumaFin7â„¢ Evaporator Coil | Factory-installed thermal expansion valves for cooling and heat pump applications | All-Aluminum evaporator coil;Optimized for use with R-32 refrigerant including circuits and manifold including circuits and manifolds;R-32 sensor designed for the life span of the coil;Factory-installed thermal expansion valves for cooling and heat pump applications;Standardized copper suction tube stub length;Check flowrator for cooling and heat pump applications;Horizontal application;21" depth for easier attic access;Single front access panel;Foil-faced insulation covers the internal casing to reduce cabinet condensation;Galvanized, leather grain-embossed finish;Rust resistant, thermoplastic drain pan featuring a low water-retention design;DecaBDE-free thermoplastic drain pan with secondary drain connections;Drain pan rails designed to remove and reposition coils with ease without compromising structural integrity;UV-resistant drain pan;AHRI certified;ETL Listed | Single front access panelFoil-faced insulation covers the internal casing to reduce cabinet condensationGalvanized, leather grain-embossed finish | Ducted | No |  |  | EAR99 | [6 empty] | 663051688513 | EA | 12 | USA | 8415.90.8025 | 8415.90.90.00 | CHPTA AlumaFin7â„¢ Cased Aluminum Evaporator Coil, Horizontal A, 2.0-2.5 Ton, 26 in Cabinet with TXV Expansion | 2.5T Cased Horizontal Evaporator R-32 Coil with TXV | [35 empty] | Yes | CHPTA3026C3 | [72 empty] | Painted | Cased | [15 empty] | 21 in | 21 in | 26 in | [7 empty] | TXV | [80 empty] | 2.0;2.5 | [9 empty] | 7/8 in |  |  | 3/8 in |  |  |  |  | R-32 | [10 empty] | Yes | CTN | 1 | 28.00 in | 23.50 in | 26.50 in |  |  |  | 58.50 in | 75.50 in | 54.00 in | 28.00 in | 23.50 in | 26.50 in |  | 17437.000 inÂ³ | 0.0000 | 17437.000 inÂ³ |  | 63.090 lb |  | 63.090 lb | ALL PARTS - 5 YEARS PARTS | ALL PARTS - 10 YEARS PARTS | ALL PARTS - 10 YEARS PARTS | 10 YEARS UNIT REPLACEMENT | 5 YEARS UNIT REPLACEMENT | 10 YEARS UNIT REPLACEMENT |  |  |  | ALL PARTS - 5 YEARS PARTS | ALL PARTS - 5 YEARS PARTS | ALL PARTS - 5 YEARS PARTS | 5 YEARS UNIT REPLACEMENT | 5 YEARS UNIT REPLACEMENT | 5 YEARS UNIT REPLACEMENT |  | CHPTA AlumaFin7â„¢ Evaporator Coil, Horizontal A, Ton | CHPTA AlumaFin7â„¢ Evaporator Coil, Horizontal A, Ton | CHPTA AlumaFin7â„¢ Cased Aluminum Evaporator Coil, Horizontal A, 2.0-2.5 Ton, 26 in Cabinet with TXV Expansion | Active | 0230K00007;0230K00044;HHCMK01;0230K00007;0230K00044;HHCMK01 | Equipment/Residential Split System/Coil
FTXV24AVJU9 | Daikin | Ductless Mini-Splits | Multi-Split Fan Coil | Multi-Split | Cooling Only | Equipment | Indoor | Residential-Single Family | FTXV_AVJU9 | Multi-Split Fan Coil Indoor | Multi-Split Fan Coil Indoor Indoor Multi-Split Fan Coil |  | R-32 0.75 - 2.0 Ton Wall Mounted Unit | Quiet operation | 12 Year limited Warranty for Parts and Compressor |  | Wall Mounted | Yes |  |  | EAR99 | [7 empty] | EA | 8 | Mexico | 8415.90.8065 | 8415.90.90.00 |  | 2.0 Ton Wall Mount - R-32 | [35 empty] | No | FTXV24AVJU9 | [43 empty] | L1, L2, L3, G | [14 empty] | 629 ftÂ³/min | 717 ftÂ³/min | 378 ftÂ³/min | 466 ftÂ³/min | 501 ftÂ³/min | 572 ftÂ³/min |  |  | 335 ftÂ³/min | 413 ftÂ³/min | [21 empty] | 10-3/8 in | 11-5/8 in | 39 in | [14 empty] | Air Cooled | [19 empty] | 52 dBA | 49 dBA | 39 dBA | 38 dBA | 45 dBA | 43 dBA |  |  | 34 dBA | 34 dBA | [8 empty] | 27 lb | [37 empty] | 5/8 in | [7 empty] | 5/8 in |  |  | 1/4 in |  |  |  |  | R-32 | [10 empty] | Yes | CTN | 1 | 15.00 in | 15.00 in | 43.50 in |  |  |  | 60.00 in | 35.00 in | 48.00 in | 15.00 in | 15.00 in | 43.50 in |  | 9787.500 inÂ³ | 0.0000 | 9787.500 inÂ³ |  | 37.000 lb |  | 37.000 lb | ALL PARTS - 5 YEARS PARTS | ALL PARTS - 12 YEARS PARTS | ALL PARTS - 12 YEARS PARTS | [6 empty] | ALL PARTS - 5 YEARS PARTS | ALL PARTS - 5 YEARS PARTS | ALL PARTS - 5 YEARS PARTS |  |  |  |  | 2.0 Ton Wall Mount - R-32 | 2.0 Ton Wall Mount - R-32 | 2.0 Ton Wall Mount - R-32 | Active | AZAI6WSCDKB;AZAI6WSPDKC;BRC944B2;BRCW901A03;BRCW901A08;DACA-CP1-1;DTST-LTE-ADA-A;DTST-LTE-LA-A;DTST-ONE-ADA-A;DTST-TOU-ADA-A;KAF970A46;KRP067A41;KRP928BB2S;AZAI6WSCDKB;AZAI6WSPDKC;BRC944B2;BRCW901A03;BRCW901A08;DACA-CP1-1;DTST-LTE-ADA-A;DTST-LTE-LA-A;DTST-ONE-ADA-A;DTST-TOU-ADA-A;KAF970A46;KRP067A41;KRP928BB2S | Equipment/Multi-Split/Multi-Split Fan Coil
CAPTA3022B3 | Corporate | Unitary | Coil | Unitary Split System | Cooling Only | Equipment | Indoor | Residential-Single Family | CAPTA_3 | CAPTA AlumaFin7â„¢ | CAPTA AlumaFin7â„¢ Evaporator Coil, Upflow/Downflow, 2.5 Ton |  | CAPTA AlumaFin7â„¢ Evaporator Coil |  | All-Aluminum evaporator coil ;Optimized for use with R-32 refrigerant including circuits and manifolds;R-32 sensor designed for the life span of the coil;Factory-installed thermal expansion valves for cooling and heat pump applications;Standardized copper suction tube stub length;Check flowrator for cooling and heat pump applications;Vertical application;21" depth for easier attic access;Single front access panel;Foil-faced insulation covers the internal casing to reduce cabinet condensation;Galvanized, leather grain-embossed finish;Rust resistant, thermoplastic drain pan featuring a low water-retention design;DecaBDE-free thermoplastic drain pan with secondary drain connections;Drain pan rails designed to remove and reposition coils with ease without compromising structural integrity;UV-resistant drain pan;AHRI certified;ETL Listed |  | Ducted | No |  |  | EAR99 | [6 empty] | 663051688360 | EA | 12 | USA | 8415.90.8025 | 8415.90.90.00 | CAPTA AlumaFin7â„¢ Cased Evaporator Coil, Upflow/Downflow, 2.0-2.5 Ton, 17.5 in Cabinet with TXV Expansion | 2.5T Cased Upflow/Downflow R-32 Coil with TXV | [35 empty] | Yes | CAPTA3022B3 | [72 empty] | Painted | Cased | [15 empty] | 21 in | 22 in | 17.5 in | [7 empty] | TXV | [79 empty] | 2.5 | 2.0;2.5 |  | 3/4 in | [7 empty] | 3/4 in |  |  | 3/8 in |  |  |  |  | R-32 | [10 empty] | Yes | CTN | 1 | 26.00 in | 24.50 in | 20.00 in |  |  |  | 54.00 in | 78.00 in | 41.00 in | 26.00 in | 24.50 in | 20.00 in |  | 12740.000 inÂ³ | 0.0000 | 12740.000 inÂ³ |  | 46.000 lb |  | 46.000 lb | ALL PARTS - 5 YEARS PARTS | ALL PARTS - 10 YEARS PARTS | ALL PARTS - 10 YEARS PARTS | 10 YEARS UNIT REPLACEMENT | 5 YEARS UNIT REPLACEMENT | 10 YEARS UNIT REPLACEMENT |  |  |  | ALL PARTS - 5 YEARS PARTS | ALL PARTS - 5 YEARS PARTS | ALL PARTS - 5 YEARS PARTS | 5 YEARS UNIT REPLACEMENT | 5 YEARS UNIT REPLACEMENT | 5 YEARS UNIT REPLACEMENT |  | CAPTA AlumaFin7â„¢ Evaporator Coil, Upflow/Downflow, 2.5 Ton | CAPTA AlumaFin7â„¢ Evaporator Coil, Upflow/Downflow, 2.5 Ton | CAPTA AlumaFin7â„¢ Cased Evaporator Coil, Upflow/Downflow, 2.0-2.5 Ton, 17.5 in Cabinet with TXV Expansion | Active | 0230K00007;0230K00044;DPICX-BB;0230K00007;0230K00044 | Equipment/Residential Split System/Coil
RXC12AXVJU | Daikin | Ductless Mini-Splits | Mini-Split Heat Pump | Mini-Split | Heat Pump | Equipment | Outdoor | Residential-Single Family | RXC_AXVJU | Daikin ENTRA | Series Outdoor Mini-Split Heat Pump, Single Zone |  | 0.75 - 2 Ton 17 Series Heat Pump Up to 17 SEER / 9 HSPF | 10 year limited parts warranty with online registration | Operating Range - Cooling (50Â° - 114.8Â°) |  |  | No |  |  | EAR99 | [6 empty] | 681001405751 | EA | 8 | Malaysia | 8415.90.8065 | 8415.90.90.00 | Outdoor Mini-Split Heat Pump, & HSPF, Single Zone, | Daikin Entra R-32 Heat Pump Ductless ODU 1 Ton |  | 213895723 | [13 empty] | No | [19 empty] | No | RXC12AXVJU | [6 empty] | 114.8 Â°F | 50 Â°F | [6 empty] | 65 Â°F | 5 Â°F |  |  |  |  | 95 Â°F | 75 Â°F | 80 Â°F | 67 Â°F | 47 Â°F | 43 Â°F | 70 Â°F | 60 Â°F | [8 empty] | AC |  |  | 26 | 15 A |  |  | L1, L2, L3, Ground | 15 A |  |  | 9.36 A |  | 0.61 A |  |  | 60 Hz | 1 Ph |  | 208-230 V |  |  | 1051 ftÂ³/min | 966 ftÂ³/min | [16 empty] | Inverter | Swing | [11 empty] | 11-3/16 in | 21-11/16 in | 26-1/2 in | [14 empty] | Air Cooled | [5 empty] | 0.16 | [13 empty] | 48 dBA | 48 dBA | [16 empty] | 60 lb | [9 empty] | 13300 Btu/H | 4400 Btu/H | 12000 Btu/H |  |  |  | 3.52 kW | [6 empty] | 16400 Btu/H | 4400 Btu/H | 11300 Btu/H |  |  | 3.31 kW | [6 empty] | 1 |  | 0.18 |  | 1.65 lb | [6 empty] | 3/8 in |  |  | 1/4 in | 0 ft | 25 ft | PVE (FVC50K) | 33 ft | R-32 | 66 ft | 33 ft | [8 empty] | Yes | CTN | 1 | 15.125 in | 24.016 in | 31.375 in | 11.18 in | 21.68 in | 26.5 in | 62.00 in | 47.00 in | 32.00 in | 11.18 in | 21.68 in | 26.5 in | 6423.13 inÂ³ | 9922.500 inÂ³ | 0.0000 | 11396.72 inÂ³ | 6423.13 inÂ³ | 66 lb | 60 lb | 60 lb | ALL PARTS - 5 YEARS PARTS | ALL PARTS - 10 YEARS PARTS | ALL PARTS - 10 YEARS PARTS | [6 empty] | ALL PARTS - 5 YEARS PARTS | ALL PARTS - 5 YEARS PARTS | ALL PARTS - 5 YEARS PARTS |  |  |  |  | Daikin Entra R-32 Heat Pump Ductless ODU 1 Ton | Daikin Entra R-32 Heat Pump Ductless ODU 1 Ton | Daikin Entra R-32 Heat Pump Ductless ODU 1 Ton | Active | DACA-WB-3;KEH067A41E;KKG067A41;KPW937F4;DACA-WB-3 | Equipment/Mini-Split/Mini-Split Heat Pump
GR9T800603AX | Goodman | Unitary | Gas Furnace | Unitary Split System | Heating Only | Equipment | Indoor | Residential-Single Family | GR9T80 |  | Goodman 80% AFUE Gas Furnace Multi Speed ECM, Two Stage | 0.8 | Two-Stage Multi-Speed ECM Gas Furnace up to 80% AFUE | High reliabilitynd quality;Durablend long igniter life;Provisions for electronicir cleanernd humidifier;Quietnd Economical heating;Energy Efficientnd quiet circulation;Self-diagnostic control board with constant memory;Operates on two-stage or single-stage thermostats;Easy Connection for EACnd Humidifier | Heavy-dutyluminized-steel tubular heat exchanger;"Silicon Nitride igniter";Color-coded low-voltage terminals;Two-Stage gas valve;Multi-speed ECM blower motor with continuous fan speed;Fault code LED Output;Two-stage gas valve;Furnace control board with self-diagnosticsnd provisions for electronicir cleanernd 120-volt or 24-volt humidifiers |  | Ducted |  |  |  | EAR99 | [6 empty] | 663051685550 | EA | 6 |  |  |  | Goodman 80% AFUE Gas Furnace Multi Speed ECM, Two Stage, Upflow/Horizontal, 60000 BTUH/H, Low NOx | fer uf furnace | 80 % | [33 empty] | Upflow/Horizontal | No | GR9T800603AX | [31 empty] | 20-50 Â°F | [12 empty] | 15 A |  |  | 8.7 A |  |  |  |  | 60 Hz | 1 Ph |  | 115 V | [29 empty] | 10 in | 6 in |  |  | 28 in | 33-3/8 in | 14 in | [14 empty] | Air Cooled | [7 empty] | Multi Speed ECM |  |  |  |  | Low NOx | [24 empty] | 107 lb |  | 1/2 metric hp | [26 empty] | 60000 Btu | 48,000 |  | 42,000 | 33,600 | [6 empty] | Two Stage | [24 empty] | Yes | CTN | 1 | 30.00 in | 35.50 in | 15.00 in |  |  |  | 60.00 in | 35.50 in | 45.00 in | 30.00 in | 35.50 in | 15.00 in |  | 15975.000 inÂ³ | 0.0000 | 15975.000 inÂ³ |  | 94.000 lb |  | 94.000 lb | ALL PARTS - 5 YEARS PARTS;HEAT EXCHANGER - 20 YEARS PARTS | ALL PARTS - 10 YEARS PARTS;HEAT EXCHANGER - 20 YEARS PARTS | HEAT EXCHANGER - LIFETIME PARTS;HEAT EXCHANGER - 79 YEARS PARTS;HEAT EXCHANGER - 20 YEARS PARTS;ALL PARTS - 10 YEARS PARTS;ALL PARTS - 10 YEARS PARTS |  |  | HEAT EXCHANGER - 10 YEARS UNIT REPLACEMENT;HEAT EXCHANGER - 10 YEARS UNIT REPLACEMENT |  |  |  | ALL PARTS - 5 YEARS PARTS;HEAT EXCHANGER - 20 YEARS PARTS | ALL PARTS - 5 YEARS PARTS;HEAT EXCHANGER - 20 YEARS PARTS | ALL PARTS - 5 YEARS PARTS;HEAT EXCHANGER - 20 YEARS PARTS |  |  |  |  | Goodman 80% AFUE Gas Furnace Multi Speed ECM, Two Stage | Goodman 80% AFUE Gas Furnace Multi Speed ECM, Two Stage, Upflow/Horizontal, 60000 BTUH/H, Low NOx | Goodman 80% AFUE Gas Furnace Multi Speed ECM, Two Stage, Upflow/Horizontal, 60000 BTUH/H, Low NOx | Active |  | Equipment/Residential Split System/Gas Furnace
MBVC1600AA-1 | Corporate | Unitary | Air Handler | Unitary Split System | Air Handler | Equipment | Indoor | Residential-Single Family | MBVC | MBVC | MBVC Modular Blower, Variable Speed ECM |  | Multi-Position, Variable-Speed ECM-Based, Modular Blower Communicating |  | Variable-speed ECM blower motor;Compatible with Daikin One+ smart thermostat and other Daikin communicating equipment;Advanced configuration of the airflow and tonnage in communicating mode;Provides constant CFM over a wide range of static pressure conditions independent of duct system;CFM indicator;Fault recall of six most recent faults;Provides adjustable low CFM for efficient fan-only operation;Improved humidity and comfort control;Built-in compatibility with multi-stage heat pump and cooling applications;3 kW â€“ 21 kW electric heat kits;Blower section usable as electric heater;Horizontal or vertical configuration capabilities;21" depth for easier attic access;Foil-faced insulation covers the internal casing to reduce cabinet condensation;Galvanized, leather grain-embossed finish;Cabinet air leakage less than 2% at 1.0 inch H20 when tested in accordance with ASHRE standard 193;Cabinet air leakage less than 1.4% at 0.5 inch H20 when tested in accordance with ASHRE standard 193;AHRI certified;ETL listed | 1. Horizontal or vertical configuration capabilities;2. 21" depth for easier attic access;3. Foil-faced insulation covers the internal casing to reduce cabinet condensation;4. Galvanized, leather grain-embossed finish;5. Cabinet air leakage less than 2% at 1.0 inch H20 when tested in accordance with ASHRE standard 193;6. Cabinet air leakage less than 1.4% at 0.5 inch H20 when tested in accordance with ASHRE standard 193 | Ducted Multi-position | Yes | Daikin One+ Smart Thermostat compatible |  | EAR99 |  |  |  | 849 $ |  | Yes | 663051549531 | EA | 8 | USA | 8414.59.6560 | 8414.59.00.92 | MBVC Ducted Multi-position Modular Blower, Variable Speed ECM Motor, 1600 CFM, 21 in Cabinet, Daikin One+ Smart Thermostat compatible | 1600 CFM, Multi-Position, Variable-Speed ECM, Modular Blower | [34 empty] | Upflow/Downflow/Horizontal | Yes | MBVC1600AA-1 | [36 empty] | AC | [7 empty] | 15 A |  | 253 V | 6.3 A | 197 V |  |  |  | 60 Hz | 1 Ph |  | 208-230 V |  |  | 1600 ftÂ³/min |  | 1000 ftÂ³/min | [24 empty] | 10 in | 8 in |  |  | 21 in | 30 in | 21 in | Electric | [6 empty] | TXV | [6 empty] | Air Cooled | [7 empty] | Variable Speed ECM | [29 empty] | 80 lb |  | 3/4 metric hp | [51 empty] | R-410A | [10 empty] | Yes | CTN | 1 | 26.00 in | 32.75 in | 23.50 in |  |  |  | 54.00 in | 70.00 in | 50.00 in | 26.00 in | 32.75 in | 23.50 in | 0 inÂ³ | 20010.250 inÂ³ | 0.0000 | 20010.250 inÂ³ | 0 inÂ³ | 67.000 lb |  | 67.000 lb | ALL PARTS - 5 YEARS PARTS | ALL PARTS - 10 YEARS PARTS | ALL PARTS - 10 YEARS PARTS | [6 empty] | ALL PARTS - 5 YEARS PARTS | ALL PARTS - 5 YEARS PARTS | ALL PARTS - 5 YEARS PARTS |  |  |  |  | MBVC Air Handler, Variable Speed ECM Motor | MBVC Air Handler, Variable Speed ECM Motor, 1600 CFM | MBVC Ducted Multi-position Modular Blower, Variable Speed ECM Motor, 1600 CFM, 21 in Cabinet, Daikin One+ Smart Thermostat compatible | Active | DQ-P-16-100;DSEN-HAQA;DTST-CWBSA-NI-A;HKA-15C;HKR-03;HKR-05;HKR-05C;HKR-06;HKR-08;HKR-08C;HKR-08CM;HKR-10;HKR-10C;DQ-P-16-100;DSEN-HAQA;DTST-CWBSA-NI-A | Equipment/Residential Split System/Air Handler
AMST30BU1300 | Corporate | Unitary | Air Handler | Unitary Split System | Air Handler | Equipment | Indoor | Residential-Single Family | AMST_32 | AMST | AMST Air Handler, Nine Speed ECM Motor, 2.5 Ton |  | Multi-Position, Multi-Speed, ECM-Based Air Handler with Internal TXV 1Â½ to 5 Tons | All-Aluminum tube/aluminum fin coil;Direct-drive, resilient-mount, 9-speed ECM motor;Available without heat or with sequence-controlled and rust-resistant nickel chromium heating elements of 5, 6, 8 or 10 kW;High-efficiency evaporator coil;Quiet operation;Primary/secondary drain connection in a high-temperature plastic drain pan;Suitable for free-return installation (non-ducted return air);Galvanized-steel construction;Factory-installed pull-type disconnect;Easy service access;AHRI Certified; ETL Listed | Internal factory-installed thermal expansion valves for cooling and heat pump applications;Direct drive, 9-speed ECM blower motor;Factory installed 7mm AlumaFin7â„¢ Evaporator Coil on 1Â½ to 3Â½ Ton models and 3/8 in. Evaporator Coil on 4 to 5 Ton models;All-aluminum evaporator coil with high-performance coated fin stock;Coil mounting track for quick repositioning;Optimized for use with R-32 refrigerant with factory installed leak detection sensor for A2L mitigation.;Cabinet air leakage less than 2.0% at 1.0 inch H2O when tested in accordance with ASHRAE standard 193;Cabinet air leakage less than 1.4% at 0.5 inch H2O when tested in accordance with ASHRAE standard 193;3 kW â€“ 25 kW electric heater kits;AHRI certified;ETL listed | Rigid SmartFrame cabinet;Horizontal or vertical configuration capabilities;21â€ depth for easier attic access;DecaBDE-free thermoplastic drain pan with secondary drain connections;Screw-less sides and back helps to reduce condensation when installed in humid locations;Foil-faced insulation covers the internal casing to reduce cabinet condensation;Galvanized, leather grain-embossed finish;Glue-less cabinet insulation retention;Tool-less filter access | Ducted Multi-position | No |  |  | EAR99 | [6 empty] | 663051689169 | EA | 4 | USA | 8415.90.8065 | 8415.90.90.00 | AMST Ducted Multi-position Air Handler, Nine Speed ECM Motor, 2-5 Ton, 17-9/16 in Cabinet with TXV Expansion, | Multi-Position, Multi-Speed, ECB-Based Air Handler with Internal TXV R-32 |  |  | 36000 Btu/H | [32 empty] | Yes | AMST30BU1300 | [41 empty] | 4.5 A |  |  | 15 A |  | 253 V | 5.6 A | 197 V |  |  |  | 60 Hz | 1 Ph |  | 208/230 V | [29 empty] | 10 in | 6 in |  |  | 21 in | 53-7/16 in | 17-9/16 in | [6 empty] | 1050 r/min | TXV | [14 empty] | Nine Speed ECM | [6 empty] | 9 | [22 empty] | 129 lb |  | 3/4 metric hp | [32 empty] | 2.5 | 2;5 |  | 3/4 in | 0.5 oz | [6 empty] | 3/4 in |  |  | 3/8 in |  |  |  |  | R-32 | [10 empty] | Yes | CTN | 1 | 23.00 in | 57.50 in | 18.50 in |  |  |  | 46.00 in | 57.50 in | 37.00 in | 23.00 in | 57.50 in | 18.50 in |  | 24466.250 inÂ³ | 0.0000 | 24466.250 inÂ³ |  | 131.000 lb |  | 131.000 lb | ALL PARTS - 5 YEARS PARTS | ALL PARTS - 10 YEARS PARTS | ALL PARTS - 10 YEARS PARTS | [6 empty] | ALL PARTS - 5 YEARS PARTS | ALL PARTS - 5 YEARS PARTS | ALL PARTS - 5 YEARS PARTS |  |  |  |  | Multi-Position, Multi-Speed, ECB-Based Air Handler with Internal TXV R-32 | Multi-Position, Multi-Speed, ECB-Based Air Handler with Internal TXV R-32 | Multi-Position, Multi-Speed, ECB-Based Air Handler with Internal TXV R-32 | Active | HKTSD05X1;HKTSD08X1;HKTSD10X1;HKTSD15XA;HKTSD15XB;HKTSN03X1;HKTSN05X1;HKTSN06X1;HKTSN08X1;HKTSN10X1 | Equipment/Residential Split System/Air Handler
CHPTA1822A3 | Corporate | Unitary | Coil | Unitary Split System | Cooling Only | Equipment | Indoor | Residential-Single Family | CHPTA_3 | CHPTA AlumaFin7â„¢ | CHPTA AlumaFin7â„¢ Evaporator Coil, Horizontal A, Ton | 13.4 SEER2 | CHPTA AlumaFin7â„¢ Evaporator Coil | Factory-installed thermal expansion valves for cooling and heat pump applications | All-Aluminum evaporator coil;Optimized for use with R-32 refrigerant including circuits and manifold including circuits and manifolds;R-32 sensor designed for the life span of the coil;Factory-installed thermal expansion valves for cooling and heat pump applications;Standardized copper suction tube stub length;Check flowrator for cooling and heat pump applications;Horizontal application;21" depth for easier attic access;Single front access panel;Foil-faced insulation covers the internal casing to reduce cabinet condensation;Galvanized, leather grain-embossed finish;Rust resistant, thermoplastic drain pan featuring a low water-retention design;DecaBDE-free thermoplastic drain pan with secondary drain connections;Drain pan rails designed to remove and reposition coils with ease without compromising structural integrity;UV-resistant drain pan;AHRI certified;ETL Listed | Single front access panelFoil-faced insulation covers the internal casing to reduce cabinet condensationGalvanized, leather grain-embossed finish | Ducted | No |  |  | EAR99 | [6 empty] | 663051688469 | EA | 12 | USA | 8415.90.8025 | 8415.90.90.00 | CHPTA AlumaFin7â„¢ Cased Aluminum Evaporator Coil, Horizontal A, 1.5 Ton, 22 in Cabinet with TXV Expansion | 1.5T Cased Horizontal Evaporator R-32 Coil with TXV | [35 empty] | Yes | CHPTA1822A3 | [72 empty] | Painted | Cased | [15 empty] | 21 in | 14 in | 22 in | [7 empty] | TXV | [80 empty] | 1.5 | [9 empty] | 3/4 in |  |  | 3/8 in |  |  |  |  | R-32 | [10 empty] | Yes | CTN | 1 | 25.75 in | 16.75 in | 24.00 in |  |  |  | 54.00 in | 54.75 in | 50.00 in | 25.75 in | 16.75 in | 24.00 in |  | 10351.500 inÂ³ | 0.0000 | 10351.500 inÂ³ |  | 48.000 lb |  | 48.000 lb | ALL PARTS - 5 YEARS PARTS | ALL PARTS - 10 YEARS PARTS | ALL PARTS - 10 YEARS PARTS | 10 YEARS UNIT REPLACEMENT | 5 YEARS UNIT REPLACEMENT | 10 YEARS UNIT REPLACEMENT |  |  |  | ALL PARTS - 5 YEARS PARTS | ALL PARTS - 5 YEARS PARTS | ALL PARTS - 5 YEARS PARTS | 5 YEARS UNIT REPLACEMENT | 5 YEARS UNIT REPLACEMENT | 5 YEARS UNIT REPLACEMENT |  | CHPTA AlumaFin7â„¢ Evaporator Coil, Horizontal A, Ton | CHPTA AlumaFin7â„¢ Evaporator Coil, Horizontal A, Ton | CHPTA AlumaFin7â„¢ Cased Aluminum Evaporator Coil, Horizontal A, 1.5 Ton, 22 in Cabinet with TXV Expansion | Active | 0230K00007;0230K00044;HHCMK01;0230K00007;0230K00044;HHCMK01 | Equipment/Residential Split System/Coil
GR9T800804CX | Goodman | Unitary | Gas Furnace | Unitary Split System | Heating Only | Equipment | Indoor | Residential-Single Family | GR9T80 |  | Goodman 80% AFUE Gas Furnace Multi Speed ECM, Two Stage | 0.8 | Two-Stage Multi-Speed ECM Gas Furnace up to 80% AFUE | High reliabilitynd quality;Durablend long igniter life;Provisions for electronicir cleanernd humidifier;Quietnd Economical heating;Energy Efficientnd quiet circulation;Self-diagnostic control board with constant memory;Operates on two-stage or single-stage thermostats;Easy Connection for EACnd Humidifier | Heavy-dutyluminized-steel tubular heat exchanger;"Silicon Nitride igniter";Color-coded low-voltage terminals;Two-Stage gas valve;Multi-speed ECM blower motor with continuous fan speed;Fault code LED Output;Two-stage gas valve;Furnace control board with self-diagnosticsnd provisions for electronicir cleanernd 120-volt or 24-volt humidifiers |  | Ducted |  |  |  | EAR99 | [6 empty] | 663051685635 | EA | 4 |  |  |  | Goodman 80% AFUE Gas Furnace Multi Speed ECM, Two Stage, Upflow/Horizontal, 80000 BTUH/H, Low NOx | fer uf furnace | 80 % | [33 empty] | Upflow/Horizontal | No | GR9T800804CX | [31 empty] | 25-55 Â°F | [12 empty] | 15 A |  |  | 12.45 A |  |  |  |  | 60 Hz | 1 Ph |  | 115 V | [29 empty] | 10 in | 10 in |  |  | 28 in | 33-3/8 in | 21 in | [14 empty] | Air Cooled | [7 empty] | Multi Speed ECM |  |  |  |  | Low NOx | [24 empty] | 129 lb |  | 3/4 metric hp | [26 empty] | 80000 Btu | 64,000 |  | 56,000 | 44,800 | [6 empty] | Two Stage | [24 empty] | Yes | CTN | 1 | 30.00 in | 35.50 in | 22.00 in |  |  |  | 60.00 in | 35.50 in | 44.00 in | 30.00 in | 35.50 in | 22.00 in |  | 23430.000 inÂ³ | 0.0000 | 23430.000 inÂ³ |  | 115.500 lb |  | 115.500 lb | ALL PARTS - 5 YEARS PARTS;HEAT EXCHANGER - 20 YEARS PARTS | HEAT EXCHANGER - 20 YEARS PARTS;ALL PARTS - 10 YEARS PARTS | ALL PARTS - 10 YEARS PARTS;HEAT EXCHANGER - 20 YEARS PARTS;HEAT EXCHANGER - 79 YEARS PARTS;HEAT EXCHANGER - LIFETIME PARTS;ALL PARTS - 10 YEARS PARTS |  |  | HEAT EXCHANGER - 10 YEARS UNIT REPLACEMENT;HEAT EXCHANGER - 10 YEARS UNIT REPLACEMENT |  |  |  | ALL PARTS - 5 YEARS PARTS;HEAT EXCHANGER - 20 YEARS PARTS | ALL PARTS - 5 YEARS PARTS;HEAT EXCHANGER - 20 YEARS PARTS | ALL PARTS - 5 YEARS PARTS;HEAT EXCHANGER - 20 YEARS PARTS |  |  |  |  | Goodman 80% AFUE Gas Furnace Multi Speed ECM, Two Stage | Goodman 80% AFUE Gas Furnace Multi Speed ECM, Two Stage, Upflow/Horizontal, 80000 BTUH/H, Low NOx | Goodman 80% AFUE Gas Furnace Multi Speed ECM, Two Stage, Upflow/Horizontal, 80000 BTUH/H, Low NOx | Active |  | Equipment/Residential Split System/Gas Furnace
GLXS4BA4810 | Goodman | Unitary | Split Air Conditioner | Unitary Split System | Cooling Only | Equipment | Outdoor | Residential-Single Family | GLXS4B | GLXS4B | Goodman Split Air Conditioner 14.3 SEER2, Single Stage | 14.3 SEER2 | Energy-Efficient Classic R-32 Split System Air Conditioner, 14.3 SEER2, 1Â½ To 5 Tons |  | High efficiency scroll compressor;High-density foam compressor sound blanket;Advanced CopelandÂ® CoreSenseâ„¢ Technology;Fully charged for 15' of tubing length;Copper tube/ enhanced aluminum fin coil-5mm diameter;Factory-installed filter drier;Sweat connection service valves with easy access to gauge ports;Enclosed contactor with lug connection;High-pressure switch;Capacitors with extended life;AHRI Certified;ETL Listed | Removable grille-style top designcompliant with UL 60335-2-40;Venturi for increased velocity of airflow;Attractive Architectural Gray powder-paintfinish with 500-hour salt-spray approval;Wire fan discharge grille;Steel louver coil guard;Top and side maintenance access;Single-panel access to controls with space provided for field-installed accessories;When properly anchored, meets the 2023 Florida Building Code unit integrity requirements for hurricane-type winds (Anchor bracket kits available.) |  | No | Non-Communicating |  | EAR99 | [6 empty] | 663051691674 | EA | 1 | USA | 8415.90.8085 | 8415.90.90.00 | Goodman Split Air Conditioner 14.3 SEER2, Single Stage, 4 Ton, Non-Communicating | 14.3 SEER2 R-32 AC, 4.0T |  |  | 48000 Btu/H | [9 empty] | 11.7 |  |  | No | [12 empty] | 13.8 | [6 empty] | Yes | GLXS4BA4810 | [6 empty] | 125 Â°F | 55 Â°F | [12 empty] | 95 Â°F | 75 Â°F | [22 empty] | 40 A |  |  | 25.189999999999998 A |  |  |  |  | 60 Hz | 1 Ph |  | 208/240 V | 19.392 A | [19 empty] | Single Stage | Scroll | [11 empty] | 35.5 in | 35.75 in | 35.5 in | [34 empty] | 73 dBA | [17 empty] | 73 lb | [11 empty] | 46000 Btu/H | [22 empty] | 4 |  | 0.64 |  | 91 oz | [9 empty] | 3/8 in |  |  |  | 15 ft | R-32 | 200 ft | 79 ft |  |  | 7/8 in | [5 empty] | Yes | CTN | 1 | 37.00 in | 38.50 in | 37.00 in |  |  |  | 37.00 in | 38.50 in | 37.00 in | 37.00 in | 38.50 in | 37.00 in |  | 52706.500 inÂ³ | 0.0000 | 52706.500 inÂ³ |  | 232.000 lb |  | 232.000 lb | ALL PARTS - 5 YEARS PARTS | ALL PARTS - 10 YEARS PARTS | ALL PARTS - 10 YEARS PARTS | [6 empty] | ALL PARTS - 5 YEARS PARTS | ALL PARTS - 5 YEARS PARTS | ALL PARTS - 5 YEARS PARTS |  |  |  |  | Goodman Split Air Conditioner 14.3 SEER2, Single Stage | Goodman Split Air Conditioner 14.3 SEER2, Single Stage, 4 Ton, Non-Communicating | Goodman Split Air Conditioner 14.3 SEER2, Single Stage, 4 Ton, Non-Communicating | Active | 0130R00000S;0161R00128;ABK-20;ASC01A;CSR-U-2;CSR-U-3;FSK01A;LAKT01;LSK02A | Equipment/Residential Split System/Split Air Conditioner
GLXS5BA4810 | Goodman | Unitary | Split Air Conditioner | Unitary Split System | Cooling Only | Equipment | Outdoor | Residential-Single Family | GLXS5 | GLXS5B | Goodman Split Air Conditioner 15.2 SEER2, Single Stage | 15.2 SEER2 |  |  | High-efficiency scroll compressor;Factory-installed filter drier;Fully charged for 15â€™ of tubing length;Copper tube/enhanced aluminum fincoil -5mm diameter on 1.5-3.0T;Service valves with sweat connectionsand easy-to-access gauge ports;Enclosed contactor with lug connection;Ground lug connection;High-pressure switch;AHRI Certified;ETL Listed | Removable grille-style top designcompliant with UL 60335-2-40;Heavy-gauge galvanized-steel cabinet;Attractive Architectural Gray powder-paintfinish with 500-hour salt-spray approval;Steel louver coil guard;Single-panel access to controls with spaceprovided for field-installed accessories;When properly anchored, meets the 2023 FloridaBuilding Code unit integrity requirements forhurricane-type winds (Anchor bracket kits available.) |  | No | Non-Communicating |  | EAR99 | [6 empty] | 663051735514 | EA | 1 | USA | 8415.90.8065 | 8415.90.90.00 | Goodman Split Air Conditioner 15.2 SEER2, Single Stage, 4 Ton, Non-Communicating | 15.2 SEER2 R-32 AC, 4 Ton | [35 empty] | Yes | GLXS5BA4810 | [6 empty] | 115 Â°F | 55 Â°F | [12 empty] | 95 Â°F | 72 Â°F | 80 Â°F | 67 Â°F | [10 empty] | 19.4 A | [9 empty] | 40 A |  |  | 25.5 A |  |  |  |  | 60 Hz | 1 Ph |  | 208/230 V | [20 empty] | Single Stage | Scroll | [11 empty] | 35.5 in | 36.5 in | 35.5 in | [34 empty] | 74.7 dBA | [52 empty] | 4 |  |  |  | 138 oz | [13 empty] | 15 ft | R-32 | 79 ft | 50 ft |  | 3/8 in | 7/8 in | [5 empty] | Yes | CTN | 1 | 37.00 in | 38.50 in | 37.00 in |  |  |  | 37.00 in | 38.50 in | 37.00 in | 37.00 in | 38.50 in | 37.00 in |  | 52706.500 inÂ³ | 0.0000 | 52706.500 inÂ³ |  | 271.000 lb |  | 271.000 lb | ALL PARTS - 5 YEARS PARTS | ALL PARTS - 10 YEARS PARTS | ALL PARTS - 10 YEARS PARTS | [6 empty] | ALL PARTS - 5 YEARS PARTS | ALL PARTS - 5 YEARS PARTS | ALL PARTS - 5 YEARS PARTS |  |  |  |  | Goodman Split Air Conditioner 15.2 SEER2, Single Stage | Goodman Split Air Conditioner 15.2 SEER2, Single Stage, 4 Ton, Non-Communicating | Goodman Split Air Conditioner 15.2 SEER2, Single Stage, 4 Ton, Non-Communicating | Active | 0130R00000S;0161R00128;ABK-20;ASC01A;CSR-U-2;CSR-U-3;FSK01A;LAKT01;LSK02A | Equipment/Residential Split System/Split Air Conditioner
AWST18SU1303 | Corporate | Unitary | Air Handler | Unitary Split System | Air Handler | Equipment | Indoor | Residential-Single Family | AWST_32 | AWST | AWST Air Handler, Multi Speed ECM Motor, 1.5 Ton |  | Wall-Mount Air Handler 1Â½ to 3 Tons | All Aluminum Coil;Improved Reliability and Quality;Factory TXV Installed for Quicker Install;More Efficient Refrigerant Metering | AWST Models: Equipped wit a fully adjustable TXV;Direct-drive, multi-speed motors allows air volume variation for heating/cooling;Direct-drive, multi-speed motors allows air volume variation for heating/cooling;Sequence-controlled, rust-resistant nickel chromium heating elements of 3, 5, 8, and 10 kW;Aluminum tubing coils on all models;Factory-installed pull-type disconnect;Thermoplastic drain pan with bottom primary and secondary drain connections;AHRI Certified and ETL Listed;Optimized for use with R-32 refrigerant with factory installed leak detection sensor for A2L mitigation. | Cabinet air leakage less than 2.0% at 1.0 inch H2O when tested in accordance with ASHRAE standard 193;Cabinet air leakage less than 1.4% at 0.5 inch H2O when tested in accordance with ASHRAE standard 193;Built-in filter rack (filter included);Large chassis (2-1/2 and 3 ton units), front return only;Small chassis (1-1/2 and 2 ton units), front or bottom return;Wall-hanging bracket provided | Ducted Wall Mounted | No |  |  | EAR99 | [6 empty] | 663051683624 | EA | 6 | Mexico | 8415.90.8065 | 8415.90.90.00 | AWST Ducted Wall Mounted Air Handler, Multi Speed ECM Motor, 1.5-3 Ton, 20-3/13 in Cabinet with TXV Expansion, | 1.5 Ton, Wall-Mount, Unpainted, Air Handler R-32 |  |  | 18000 Btu/H | [32 empty] | No | AWST18SU1303 | [41 empty] | 2.6 A |  |  | 20/20 A |  | 253 V | 16.8/18.9 A | 197 V |  |  |  | 60 Hz | 1 Ph |  | 208/230 V | [29 empty] | 10 in | 6 in | 10 in | 6 in | 13-1/8 in | 36 in | 20-3/13 in |  |  | 1.8 |  |  |  | 1050 r/min | TXV | [14 empty] | Multi Speed ECM | [6 empty] | 5 | [22 empty] | 84 lb |  | 1/3 metric hp | [32 empty] | 1.5 | 1.5;3 |  | 3/4 in | 0.5 oz | [6 empty] | 3/4 in |  |  | 3/8 in |  |  |  |  | R-32 | [10 empty] | Yes | CTN | 1 | 17.00 in | 39.00 in | 21.50 in |  |  |  | 52.00 in | 44.00 in | 46.00 in | 17.00 in | 39.00 in | 21.50 in |  | 14254.500 inÂ³ | 0.0000 | 14254.500 inÂ³ |  | 80.000 lb |  | 80.000 lb | ALL PARTS - 5 YEARS PARTS | ALL PARTS - 10 YEARS PARTS | ALL PARTS - 10 YEARS PARTS | [6 empty] | ALL PARTS - 5 YEARS PARTS | ALL PARTS - 5 YEARS PARTS | ALL PARTS - 5 YEARS PARTS |  |  |  |  | AWST Air Handler, Multi Speed ECM Motor, 1.5 Ton | AWST Air Handler, Multi Speed ECM Motor, 1.5 Ton | AWST Ducted Wall Mounted Air Handler, Multi Speed ECM Motor, 1.5-3 Ton, 20-3/13 in Cabinet with TXV Expansion, | Active | WAD-1;WAD-2 | Equipment/Residential Split System/Air Handler
RX09BXVJU | Daikin | Ductless Mini-Splits | Mini-Split Heat Pump | Mini-Split | Heat Pump | Equipment | Outdoor | Residential-Single Family | RX_BXVJU | 20 | Daikin 20 Series Outdoor Mini-Split Heat Pump, Single Zone |  | 0.75-2.0 Ton Single Split Heat pump up to 12.5 EER2/20 SEER2/4.06 COP/10 HSPF2 | Energy Savings;Worry Free Operations;Long life of equipment | Inverter Technology;Swing Compressor;Auto Restart (after power failure);Self Diagnosis;Anti-Corrosion Treatment of Outdoor Heat Exchanger;Quiet Operations |  |  | No |  |  | EAR99 | [7 empty] | EA | 8 | Malaysia | 8415.90.8065 | 8415.90.90.00 | Daikin20 Outdoor Mini-Split Heat Pump, & HSPF, Single Zone, Inverter | 0.75 Ton, Heatpump, Ductless, ODU Daikin OTERRA | [35 empty] | No | RX09BXVJU | [6 empty] | 114.8 Â°F | 50 Â°F | [6 empty] | 64.4 Â°F | 5 Â°F |  |  |  |  | 95 Â°F | 75 Â°F | 80 Â°F | 67 Â°F | 47 Â°F | 43 Â°F | 70 Â°F | 60 Â°F | [8 empty] | AC |  |  | 22 | 15 A |  |  | L1, L2, L3, Ground | 15 A |  |  | 12.35 A |  |  |  |  | 60 Hz | 1 Ph |  | 208/230 V |  |  | 1083 ftÂ³/min | 1103 ftÂ³/min | [16 empty] | Inverter | Swing | [11 empty] | 11-3/16 in | 21-11/16 in | 26-1/2 in | [7 empty] | EEV | [6 empty] | Air Cooled | [5 empty] | 0.09 | [13 empty] | 44 dBA | 43 dBA | [16 empty] | 55 lb | [9 empty] | 10200 Btu/H | 4400 Btu/H | 8900 Btu/H |  |  |  | 2.61 kW | [6 empty] | 13000 Btu/H | 4400 Btu/H | 10000 Btu/H |  |  | 2.93 kW | [6 empty] | 0.75 |  | 0.21 |  | 1.54 lb | [6 empty] | 3/8 in |  |  | 1/4 in | 0 ft | 25 ft | PVE (FVC50K) | 33 ft | R-410A | 66 ft | 49 ft | [8 empty] | Yes | CTN | 1 | 15.00 in | 24.00 in | 31.50 in |  |  |  | 62.00 in | 53.00 in | 32.00 in | 15.00 in | 24.00 in | 31.50 in | 0 inÂ³ | 11340.000 inÂ³ | 0.0000 | 11340.000 inÂ³ | 0 inÂ³ | 62.000 lb |  | 62.000 lb | ALL PARTS - 5 YEARS PARTS | ALL PARTS - 12 YEARS PARTS | ALL PARTS - 12 YEARS PARTS | [6 empty] | ALL PARTS - 5 YEARS PARTS | ALL PARTS - 5 YEARS PARTS | ALL PARTS - 5 YEARS PARTS |  |  |  |  | 0.75 Ton, Heatpump, Ductless, ODU Daikin OTERRA | 0.75 Ton, Heatpump, Ductless, ODU Daikin OTERRA | 0.75 Ton, Heatpump, Ductless, ODU Daikin OTERRA | Obsolete | DACA-WB-3;KEH067A41E;KKG067A41;KPW937F4;DACA-WB-3 | Equipment/Mini-Split/Mini-Split Heat Pump
GLXS3BN4810 | Goodman | Unitary | Split Air Conditioner | Unitary Split System | Cooling Only | Equipment | Outdoor | Residential-Single Family | GLXS3B | GLXS3B | Goodman Split Air Conditioner 13.4 SEER2, Single Stage | 13.4 SEER2 |  |  | Energy-Efficienct Compressor;Fully charged for 15' of tubing length;Copper tube/ enhanced aluminum fin coil-5mm diameter;Factory-installed filter drier;Sweat connection service valves with easy access to gauge ports;Enclosed contactor with lug connection;High-pressure switch;Capacitors with extended life;AHRI Certified;ETL Listed | Removable grille-style top design compliant with UL 60335-2-40;Venturi for increased velocity of airflow;Attractive Architectural Gray powder-paint finish with 500-hour salt-spray approval;Wire fan discharge grille;Steel louver coil guard;Top and side maintenance access;Single-panel access to controls with space provided for field-installed accessories;When properly anchored, meets the 2023 Florida Building Code unit integrity requirements for hurricane-type winds (Anchor bracket kits available.) |  | No | Non-Communicating |  | EAR99 | [6 empty] | 663051715912 | EA | 2 | USA | 8415.90.8085 | 8415.90.90.00 | Goodman Split Air Conditioner 13.4 SEER2, Single Stage, 4 Ton, Non-Communicating | 13.4 seer2 R-32 ac, 4.0t |  |  | 48000 Btu/H | [9 empty] | 11 |  |  | No | [12 empty] | 13.4 | [6 empty] | Yes | GLXS3BN4810 | [6 empty] | 115 Â°F | 55 Â°F | [12 empty] | 95 Â°F | 75 Â°F | [22 empty] | 40 A |  |  | 25.6 A |  |  |  |  | 60 Hz | 1 Ph |  | 208/230 V | 19.392 A | [19 empty] | Single Stage | Scroll | [11 empty] | 29 in | 39.5 in | 29 in | [34 empty] | 71 dBA | [17 empty] | 188 lb | [11 empty] | 45500 Btu/H | [22 empty] | 4 |  | 0.58 |  | 84 oz | [9 empty] | 3/8 in |  |  |  | 15 ft | R-32 | 200 ft | 79 ft |  |  | 1-1/8 in | [5 empty] | Yes | CTN | 1 | 30.50 in | 42.00 in | 30.00 in |  |  |  | 30.50 in | 42.00 in | 60.00 in | 30.50 in | 42.00 in | 30.00 in |  | 38430.000 inÂ³ | 0.0000 | 38430.000 inÂ³ |  | 203.000 lb |  | 203.000 lb | ALL PARTS - 5 YEARS PARTS | ALL PARTS - 10 YEARS PARTS | ALL PARTS - 10 YEARS PARTS | [6 empty] | ALL PARTS - 5 YEARS PARTS | ALL PARTS - 5 YEARS PARTS | ALL PARTS - 5 YEARS PARTS |  |  |  |  | Goodman Split Air Conditioner 13.4 SEER2, Single Stage | Goodman Split Air Conditioner 13.4 SEER2, Single Stage, 4 Ton, Non-Communicating | Goodman Split Air Conditioner 13.4 SEER2, Single Stage, 4 Ton, Non-Communicating | Active | 0130R00000S;0161R00128;ABK-20;ASC01A;CSR-U-2;CSR-U-3;FSK01A;LAKT01;LSK02A | Equipment/Residential Split System/Split Air Conditioner
2MXM18AVJU9 | Daikin | Ductless Mini-Splits | Multi-Split Heat Pump | Multi-Split | Heat Pump | Equipment | Outdoor | Residential-Single Family | 2MXM_AVJU9 | MXM Standard Efficiency Multi | Daikin MXM Standard Efficiency Multi Series Outdoor Multi-Split Heat Pump |  | 1.5 Ton 2-Port Heat Pump | 12 Year registered warranty;PAM control;Energy efficient operation;Quiet outdoor unit operation;Unit perfroms self diagnosis and indicates using LED lights | Multi Zone Standard Efficiency;Night Quiet Mode;Automatic Defrost;Quick Warming Function;Automatic Defrosting;Priority Room Setting;Cool/Heat mode lock;Self Diagnosis;Wiring error check function;Anti-corrosion treatment of outdoor;heat exchanger |  |  | No |  | North;Southeast;Southwest | EAR99 | [7 empty] | EA | 8 | Mexico | 8415.90.8065 | 8415.90.90.00 | Daikin MXM Standard Efficiency Multi Outdoor Multi-Split Heat Pump, & HSPF, Inverter | R-32 1.5-Ton, 2-Port Heat Pump, Ductless ODU |  | 214837757 | [12 empty] | 12 | Yes |  |  |  |  | 10 | [11 empty] | 21 |  |  | No | 2MXM18AVJU9 | [6 empty] | 114.8 Â°F | 14 Â°F | [6 empty] | 59.9 Â°F | 5 Â°F |  |  |  |  | 95 Â°F | 75 Â°F | 80 Â°F | 67 Â°F | 47 Â°F | 43 Â°F | 70 Â°F | 60 Â°F | [11 empty] | 150 | 20 A |  |  | L1, L2, L3, Ground | 20 A | 14 A |  | 15.6 A |  | 0.31 A |  |  | 60 Hz | 1 Ph |  | 208-230 V | 14 A |  | 2112 ftÂ³/min | 2140 ftÂ³/min | 1911 ftÂ³/min | 1561 ftÂ³/min | 2112 ftÂ³/min | 2140 ftÂ³/min | [12 empty] | Inverter | Swing | [11 empty] | 12-5/8 in | 29-1/2 in | 34-1/4 in | [7 empty] | EEV | [6 empty] | Air Cooled |  |  | 2 | [16 empty] | 52 dBA | 54 dBA | [16 empty] | 127 lb | [11 empty] | 17200 Btu/H | [12 empty] | 18500 Btu/H | [9 empty] | 1.5 |  | .22 | 5/8 in | 3.3 lb | [6 empty] | 3/8 in |  |  | 1/4 in | 0 ft | 25 ft | PVE (FVC50K) | 98.4 ft | R-32 | 164 ft | 49.25 ft | [8 empty] | Yes | CTN | 1 | 40.50 in | 29.00 in | 16.00 in |  |  |  | 60.00 in | 62.50 in | 48.00 in | 40.50 in | 29.00 in | 16.00 in |  | 18792.000 inÂ³ | 0.0000 | 18792.000 inÂ³ |  | 140.000 lb |  | 140.000 lb | ALL PARTS - 5 YEARS PARTS | ALL PARTS - 12 YEARS PARTS | ALL PARTS - 12 YEARS PARTS | [6 empty] | ALL PARTS - 5 YEARS PARTS | ALL PARTS - 5 YEARS PARTS | ALL PARTS - 5 YEARS PARTS |  |  |  |  | R-32 1.5-Ton, 2-Port Heat Pump, Ductless ODU | R-32 1.5-Ton, 2-Port Heat Pump, Ductless ODU | R-32 1.5-Ton, 2-Port Heat Pump, Ductless ODU | Active | KEH064A41;KPS063A41;KPS063A44;KPS063A47;KPW063B4 | Equipment/Multi-Split/Multi-Split Heat Pump
GR9T800403AN | Goodman | Unitary | Gas Furnace | Unitary Split System | Heating Only | Equipment | Indoor | Residential-Single Family | GR9T80 |  | Goodman 80% AFUE Gas Furnace Nine Speed ECM, Two Stage | 0.8 | Two-Stage Multi-Speed ECM Gas Furnace up to 80% AFUE | High reliabilitynd quality;Durablend long igniter life;Provisions for electronicir cleanernd humidifier;Quietnd Economical heating;Energy Efficientnd quiet circulation;Self-diagnostic control board with constant memory;Operates on two-stage or single-stage thermostats;Easy Connection for EACnd Humidifier | Heavy-dutyluminized-steel tubular heat exchanger;"Silicon Nitride igniter";Color-coded low-voltage terminals;Two-Stage gas valve;Multi-speed ECM blower motor with continuous fan speed;Fault code LED Output;Two-stage gas valve;Furnace control board with self-diagnosticsnd provisions for electronicir cleanernd 120-volt or 24-volt humidifiers |  | Ducted |  |  |  | EAR99 | [6 empty] | 663051685529 | EA | 6 | USA | 7322.90.0015 | 7322.90.10.21 | Goodman 80% AFUE Gas Furnace Nine Speed ECM, Two Stage, Upflow/Horizontal, 40000 BTUH/H, Non NOx Rated | fer uf furnace | 80 % | [33 empty] | Upflow/Horizontal | Yes | GR9T800403AN | [31 empty] | 15-45 Â°F | [12 empty] | 15 A |  |  | 8.7 A |  |  |  |  | 60 Hz | 1 Ph |  | 115 V |  |  |  | 1200 ftÂ³/min | [25 empty] | 10 in | 6 in |  |  | 28 in | 33-3/8 in | 14 in |  | Yes | [12 empty] | Air Cooled | [7 empty] | Nine Speed ECM |  |  |  |  | Non NOx Rated | [24 empty] | 105 lb |  | 1/2 metric hp | [26 empty] | 40000 Btu | 32,000 |  | 28,000 | 22,400 | [6 empty] | Two Stage | [19 empty] | 4 in |  |  |  |  | Yes | CTN | 1 | 30.00 in | 35.50 in | 15.00 in |  |  |  | 60.00 in | 35.50 in | 45.00 in | 30.00 in | 35.50 in | 15.00 in |  | 15975.000 inÂ³ | 0.0000 | 15975.000 inÂ³ |  | 88.000 lb |  | 88.000 lb | ALL PARTS - 5 YEARS PARTS;HEAT EXCHANGER - 20 YEARS PARTS | ALL PARTS - 10 YEARS PARTS;HEAT EXCHANGER - 20 YEARS PARTS | ALL PARTS - 10 YEARS PARTS;ALL PARTS - 10 YEARS PARTS;HEAT EXCHANGER - 20 YEARS PARTS;HEAT EXCHANGER - LIFETIME PARTS;HEAT EXCHANGER - 79 YEARS PARTS |  |  | HEAT EXCHANGER - 10 YEARS UNIT REPLACEMENT;HEAT EXCHANGER - 10 YEARS UNIT REPLACEMENT |  |  |  | HEAT EXCHANGER - 20 YEARS PARTS;ALL PARTS - 5 YEARS PARTS | HEAT EXCHANGER - 20 YEARS PARTS;ALL PARTS - 5 YEARS PARTS | ALL PARTS - 5 YEARS PARTS;HEAT EXCHANGER - 20 YEARS PARTS |  |  |  |  | Goodman 80% AFUE Gas Furnace Nine Speed ECM, Two Stage | Goodman 80% AFUE Gas Furnace Nine Speed ECM, Two Stage, Upflow/Horizontal, 40000 BTUH/H, Non NOx Rated | Goodman 80% AFUE Gas Furnace Nine Speed ECM, Two Stage, Upflow/Horizontal, 40000 BTUH/H, Non NOx Rated | Active |  | Equipment/Residential Split System/Gas Furnace
GLZS5BA3610 | Goodman | Unitary | Split Heat Pump | Unitary Split System | Heat Pump | Equipment | Outdoor | Residential-Single Family | GLZS5B | GLZS5B | Goodman Split Heat Pump 16 SEER2, Single Stage | 16 SEER2 | High-Effciency, Communication, Split System Heat Pump Up to 16 SEER2 & 8.2 HSPF2 | Meets the 2023 M1 Test Standards | High-efficiency scroll compressor;SmartShiftÂ® technology to ensure quiet reliable defrost;Enhanced aluminum fin with coil-5mm diameter copper tubes in 1.5T-3.5T;Enhanced aluminum fin coil with 7mm diameter copper tubes 4.0-5.0 ton;Single-speed PSC condenser fan motor;Factory-installed suction-line accumulator;Factory-installed compressor crankcase heater;Factory-installed high-capacity muffler;High- and low-pressure switches;Service valves with sweat connections and easy access to gauge ports;Fully charged for 15â€™ of tubing length;Fully enclosed contactor;Ground lug connection;Capacitor with extended life; AHRI Certified; ETL Listed | Removable grille style top design compliant with UL 60335-2-40;Steel louver coil guard;Heavy-gauge galvanized-steel cabinet;Attractive Architectural Gray powder-paint finish with 500-hour salt-spray approval;Top and side maintenance access;Single panel access to controls with space provided for field-installed accessories;When properly anchored, meets the 2023 Florida Building Code unit integrity requirements for hurricane-type winds (Anchor bracket kits available.) | Ducted | No | Non-Communicating |  | EAR99 |  | Yes |  |  | R32 Outdoor |  | 663051737662 | EA | 1 | USA | 8415.90.8065 | 8415.90.90.00 | Goodman GLZS5B Split Heat Pump 16 SEER2, Single Stage, 3 Ton, Non-Communicating | 16 SEER2 HP R32, 3 Ton | [12 empty] | 12.5 |  |  | Yes | 36000 Btu/H |  | 7.8 |  |  | 7.8 | [6 empty] | 15.2 | [6 empty] | Yes | GLZS5BA3610 | [6 empty] | 125 Â°F | 55 Â°F | [6 empty] | 70 Â°F | -20 Â°F |  |  |  |  | 95 Â°F | 75 Â°F |  |  | 47 Â°F | 43 Â°F | [18 empty] | 40 A |  |  | 24 A |  |  |  |  | 60 Hz | 1 Ph |  | 208/230 V | 18.4 A | [19 empty] | Single Stage | Scroll | [11 empty] | 35.5 in | 39.5 in | 35.5 in | [7 empty] | TXV | [26 empty] | 71.1 dBA | [17 empty] | 222 lb | [24 empty] | 35000 Btu/H | [9 empty] | 3 |  | 0.58 |  | 95 oz | [9 empty] | 3/8 in |  |  |  | 15 ft | R-32 | 200 ft | 79 ft |  |  | 3/4 in | [5 empty] | Yes | CTN | 1 | 37.00 in | 42.00 in | 37.00 in |  |  |  | 37.00 in | 42.00 in | 37.00 in | 37.00 in | 42.00 in | 37.00 in |  | 57498.000 inÂ³ | 0.0000 | 57498.000 inÂ³ |  | 235.090 lb |  | 235.090 lb | ALL PARTS - 5 YEARS PARTS | ALL PARTS - 10 YEARS PARTS | ALL PARTS - 10 YEARS PARTS | [6 empty] | ALL PARTS - 5 YEARS PARTS | ALL PARTS - 5 YEARS PARTS | ALL PARTS - 5 YEARS PARTS |  |  |  |  | Goodman Split Heat Pump 16 SEER2, Single Stage | Goodman GLZS5B Split Heat Pump 16 SEER2 & 7.8 HSPF, Single Stage, 3 Ton, Non-Communicating | Goodman GLZS5B Split Heat Pump 16 SEER2 & 7.8 HSPF, Single Stage, 3 Ton, Non-Communicating | Active | 0161R00128;ABK-20;CSR-U-1;FSK01A;OT18-60A;TXV-FX-KX-3T;0161R00128 | Equipment/Residential Split System/Split Heat Pump
GR9T800603BX | Goodman | Unitary | Gas Furnace | Unitary Split System | Heating Only | Equipment | Indoor | Residential-Single Family | GR9T80 |  | Goodman 80% AFUE Gas Furnace Multi Speed ECM, Two Stage | 0.8 | Two-Stage Multi-Speed ECM Gas Furnace up to 80% AFUE | High reliabilitynd quality;Durablend long igniter life;Provisions for electronicir cleanernd humidifier;Quietnd Economical heating;Energy Efficientnd quiet circulation;Self-diagnostic control board with constant memory;Operates on two-stage or single-stage thermostats;Easy Connection for EACnd Humidifier | Heavy-dutyluminized-steel tubular heat exchanger;"Silicon Nitride igniter";Color-coded low-voltage terminals;Two-Stage gas valve;Multi-speed ECM blower motor with continuous fan speed;Fault code LED Output;Two-stage gas valve;Furnace control board with self-diagnosticsnd provisions for electronicir cleanernd 120-volt or 24-volt humidifiers |  | Ducted |  |  |  | EAR99 | [6 empty] | 663051685574 | EA | 4 |  |  |  | Goodman 80% AFUE Gas Furnace Multi Speed ECM, Two Stage, Upflow/Horizontal, 60000 BTUH/H, Low NOx | fer uf furnace | 80 % | [33 empty] | Upflow/Horizontal | No | GR9T800603BX | [31 empty] | 15-45 Â°F | [12 empty] | 15 A |  |  | 8.7 A |  |  |  |  | 60 Hz | 1 Ph |  | 115 V | [29 empty] | 10 in | 8 in |  |  | 28 in | 33-3/8 in | 17-1/2 in | [14 empty] | Air Cooled | [7 empty] | Multi Speed ECM |  |  |  |  | Low NOx | [24 empty] | 107 lb |  | 1/2 metric hp | [26 empty] | 60000 Btu | 48,000 |  | 42,000 | 33,600 | [6 empty] | Two Stage | [24 empty] | Yes | CTN | 1 | 30.00 in | 35.50 in | 18.50 in |  |  |  | 60.00 in | 35.50 in | 37.00 in | 30.00 in | 35.50 in | 18.50 in |  | 19702.500 inÂ³ | 0.0000 | 19702.500 inÂ³ |  | 100.500 lb |  | 100.500 lb | HEAT EXCHANGER - 20 YEARS PARTS;ALL PARTS - 5 YEARS PARTS | ALL PARTS - 10 YEARS PARTS;HEAT EXCHANGER - 20 YEARS PARTS | HEAT EXCHANGER - 20 YEARS PARTS;ALL PARTS - 10 YEARS PARTS;HEAT EXCHANGER - LIFETIME PARTS;ALL PARTS - 10 YEARS PARTS;HEAT EXCHANGER - 79 YEARS PARTS |  |  | HEAT EXCHANGER - 10 YEARS UNIT REPLACEMENT;HEAT EXCHANGER - 10 YEARS UNIT REPLACEMENT |  |  |  | ALL PARTS - 5 YEARS PARTS;HEAT EXCHANGER - 20 YEARS PARTS | ALL PARTS - 5 YEARS PARTS;HEAT EXCHANGER - 20 YEARS PARTS | ALL PARTS - 5 YEARS PARTS;HEAT EXCHANGER - 20 YEARS PARTS |  |  |  |  | Goodman 80% AFUE Gas Furnace Multi Speed ECM, Two Stage | Goodman 80% AFUE Gas Furnace Multi Speed ECM, Two Stage, Upflow/Horizontal, 60000 BTUH/H, Low NOx | Goodman 80% AFUE Gas Furnace Multi Speed ECM, Two Stage, Upflow/Horizontal, 60000 BTUH/H, Low NOx | Active |  | Equipment/Residential Split System/Gas Furnace
GR9S921005CN | Goodman | Unitary | Gas Furnace | Unitary Split System | Heating Only | Equipment | Indoor | Residential-Single Family | GR9S92 |  | Goodman 92% AFUE Gas Furnace Multi Speed ECM, Single Stage | 0.92 | Single-Stage Multi-Speed ECM Gas Furnace Up to 92% AFUE | High reliabilitynd qualityFaster condensate water drainagend no unit water leakageDurablend long igniter lifeProvisions for electronicir cleanernd humidifierEnergy Efficientnd quiet circulationLower NOx emissionSelf-diagnostic control board with constant memorySimple installationnd setupQuietnd simple operation | Heavy-dutyluminized-steel tubular heat exchangerStainless-steel sloped secondary heat exchanger"Silicon Nitride igniter"Color-coded low-voltage terminals Multi-speed ECM blower motor with continuous fan speedAll models comply with California 40 ng/J Fault code LED OutputSingle-Stage gas ValveSingle-speed inducer draft blower |  | Ducted |  |  |  | EAR99 | [6 empty] | 663051686205 | EA | 4 | USA | 7322.90.0015 | 7322.90.10.21 | Goodman 92% AFUE Gas Furnace Multi Speed ECM, Single Stage, Upflow/Horizontal, 100000 BTUH/H, Low NOx | fer uf furnace | 92 % | [33 empty] | Upflow/Horizontal | Yes | GR9S921005CN | [31 empty] | 35-65 Â°F | [12 empty] | 25 A |  |  | 16.7 A |  |  |  |  | 60 Hz | 1 Ph |  | 115 V | [29 empty] | 11 in | 10 in |  |  | 28 in | 33-3/8 in | 21 in | [14 empty] | Air Cooled | [7 empty] | Multi Speed ECM |  |  |  |  | Low NOx | [24 empty] | 141 lb |  | 1 metric hp | [26 empty] | 100000 Btu | 92100 | [9 empty] | Single Stage | [24 empty] | Yes | CTN | 1 | 30.00 in | 38.50 in | 22.00 in |  |  |  | 60.00 in | 38.50 in | 44.00 in | 30.00 in | 38.50 in | 22.00 in |  | 25410.000 inÂ³ | 0.0000 | 25410.000 inÂ³ |  | 139.000 lb |  | 139.000 lb | HEAT EXCHANGER - 20 YEARS PARTS;ALL PARTS - 5 YEARS PARTS | ALL PARTS - 10 YEARS PARTS;HEAT EXCHANGER - 20 YEARS PARTS | ALL PARTS - 10 YEARS PARTS;ALL PARTS - 10 YEARS PARTS;HEAT EXCHANGER - 20 YEARS PARTS;HEAT EXCHANGER - LIFETIME PARTS;HEAT EXCHANGER - 79 YEARS PARTS | [6 empty] | ALL PARTS - 5 YEARS PARTS;HEAT EXCHANGER - 20 YEARS PARTS | ALL PARTS - 5 YEARS PARTS;HEAT EXCHANGER - 20 YEARS PARTS | ALL PARTS - 5 YEARS PARTS;HEAT EXCHANGER - 20 YEARS PARTS |  |  |  |  | Goodman 92% AFUE Gas Furnace Multi Speed ECM, Single Stage | Goodman 92% AFUE Gas Furnace Multi Speed ECM, Single Stage, Upflow/Horizontal, 100000 BTUH/H, Low NOx | Goodman 92% AFUE Gas Furnace Multi Speed ECM, Single Stage, Upflow/Horizontal, 100000 BTUH/H, Low NOx | Active |  | Equipment/Residential Split System/Gas Furnace
GR9S961205DN | Goodman | Unitary | Gas Furnace | Unitary Split System | Heating Only | Equipment | Indoor | Residential-Single Family | GR9S96 |  | Goodman 96% AFUE Gas Furnace Multi Speed ECM, Single Stage | 0.96 | Single-Stage Multi-Speed ECM Gas Furnace Up to 96% AFUE | 1. High reliabilitynd quality;2. Faster condensate water drainagend no unit water leakage;3. Durablend long igniter life;4. Provisions for electronicir cleanernd humidifier;5. Energy Efficientnd quiet circulation;6. Self-diagnostic control board with constant memory;7. Meets the performance requirements forHRI certificationnd complies with ETL Northmerican safety standards.;8. Tax Credit;9. Simple installationnd setup;10. Easy Connection for EACnd Humidifier;11. Extra option forir flow;12. High staticirflow capability;13. Lower NOx emission | 1. Heavy-dutyluminized-steel tubular heat exchanger;2. Stainless-steel sloped secondary heat exchanger;3. Silicon Nitride igniter;4. Color-coded low-voltage terminals;5. Multi-speed ECM blower motor with continuous fan speed;6. Fault code LED Output;7.HRI Certified - ETL Listed;8. Energy Star;9. Single-Stage gas Valve;10. Furnace control board with self-diagnosticsnd provisions for electronicir cleanernd 120-volt or 24-volt humidifiers;11. Low constant fan speed circulatesir throughout the home;12. High static;13.ll models comply with California Ultra-Low N0x 14 ng/J |  | Ducted | No |  |  | EAR99 | [6 empty] | 663051686281 | EA | 4 | USA | 7322.90.0015 | 7322.90.10.21 | Goodman 96% AFUE Gas Furnace Multi Speed ECM, Single Stage, Upflow/Horizontal, 120000 BTUH/H, Low NOx | fer uf furnace | 96 % | [33 empty] | Upflow/Horizontal | Yes | GR9S961205DN | [31 empty] | 35-65 Â°F | [12 empty] | 25 A |  |  | 16.7 A |  |  |  |  | 60 Hz | 1 Ph |  | 115 V | [29 empty] | 11 in | 11 in |  |  | 28 in | 33-3/8 in | 24-1/2 in | [14 empty] | Air Cooled | [7 empty] | Multi Speed ECM |  |  |  |  | Low NOx | [24 empty] | 154 lb |  | 1 metric hp | [26 empty] | 120000 Btu | 115320 | [9 empty] | Single Stage | [24 empty] | Yes | CTN | 1 | 30.00 in | 38.50 in | 25.50 in |  |  |  | 60.00 in | 38.50 in | 51.00 in | 30.00 in | 38.50 in | 25.50 in |  | 29452.500 inÂ³ | 0.0000 | 29452.500 inÂ³ |  | 152.000 lb |  | 152.000 lb | HEAT EXCHANGER - 20 YEARS PARTS;ALL PARTS - 5 YEARS PARTS | HEAT EXCHANGER - 20 YEARS PARTS;ALL PARTS - 10 YEARS PARTS | ALL PARTS - 10 YEARS PARTS;HEAT EXCHANGER - 79 YEARS PARTS;HEAT EXCHANGER - 20 YEARS PARTS;ALL PARTS - 10 YEARS PARTS;HEAT EXCHANGER - LIFETIME PARTS |  |  | HEAT EXCHANGER - 10 YEARS UNIT REPLACEMENT;HEAT EXCHANGER - 10 YEARS UNIT REPLACEMENT |  |  |  | ALL PARTS - 5 YEARS PARTS;HEAT EXCHANGER - 20 YEARS PARTS | HEAT EXCHANGER - 20 YEARS PARTS;ALL PARTS - 5 YEARS PARTS | ALL PARTS - 5 YEARS PARTS;HEAT EXCHANGER - 20 YEARS PARTS |  |  |  |  | Goodman 96% AFUE Gas Furnace Multi Speed ECM, Single Stage | Goodman 96% AFUE Gas Furnace Multi Speed ECM, Single Stage, Upflow/Horizontal, 120000 BTUH/H, Low NOx | Goodman 96% AFUE Gas Furnace Multi Speed ECM, Single Stage, Upflow/Horizontal, 120000 BTUH/H, Low NOx | Active |  | Equipment/Residential Split System/Gas Furnace
GLXS5BA1810 | Goodman | Unitary | Split Air Conditioner | Unitary Split System | Cooling Only | Equipment | Outdoor | Residential-Single Family | GLXS5 | GLXS5B | Goodman Split Air Conditioner 15.2 SEER2, Single Stage | 15.2 SEER2 |  |  | High-efficiency scroll compressor;Factory-installed filter drier;Fully charged for 15â€™ of tubing length;Copper tube/enhanced aluminum fincoil -5mm diameter on 1.5-3.0T;Service valves with sweat connectionsand easy-to-access gauge ports;Enclosed contactor with lug connection;Ground lug connection;High-pressure switch;AHRI Certified;ETL Listed | Removable grille-style top designcompliant with UL 60335-2-40;Heavy-gauge galvanized-steel cabinet;Attractive Architectural Gray powder-paintfinish with 500-hour salt-spray approval;Steel louver coil guard;Single-panel access to controls with spaceprovided for field-installed accessories;When properly anchored, meets the 2023 FloridaBuilding Code unit integrity requirements forhurricane-type winds (Anchor bracket kits available.) |  | No | Non-Communicating |  | EAR99 | [6 empty] | 663051735460 | EA | 2 | USA | 8415.90.8065 | 8415.90.90.00 | Goodman Split Air Conditioner 15.2 SEER2, Single Stage, 1.5 Ton, Non-Communicating | 15.2 SEER2 R-32 AC 1.5 Ton | [35 empty] | Yes | GLXS5BA1810 | [6 empty] | 115 Â°F | 55 Â°F | [12 empty] | 95 Â°F | 72 Â°F | 80 Â°F | 67 Â°F | [10 empty] | 8.3 A | [9 empty] | 15 A |  |  | 11.1 A |  |  |  |  | 60 Hz | 1 Ph |  | 208/230 V | [20 empty] | Single Stage | Scroll | [11 empty] | 26 in | 27 in | 26 in | [34 empty] | 72.6 dBA | [52 empty] | 1.5 |  |  |  | 54 oz | [13 empty] | 15 ft | R-32 | 79 ft | 50 ft |  | 3/8 in | 3/4 in | [5 empty] | Yes | CTN | 1 | 27.50 in | 29.50 in | 27.50 in |  |  |  | 27.50 in | 29.50 in | 55.00 in | 27.50 in | 29.50 in | 27.50 in |  | 22309.375 inÂ³ | 0.0000 | 22309.375 inÂ³ |  | 137.000 lb |  | 137.000 lb | ALL PARTS - 5 YEARS PARTS | ALL PARTS - 10 YEARS PARTS | ALL PARTS - 10 YEARS PARTS | [6 empty] | ALL PARTS - 5 YEARS PARTS | ALL PARTS - 5 YEARS PARTS | ALL PARTS - 5 YEARS PARTS |  |  |  |  | Goodman Split Air Conditioner 15.2 SEER2, Single Stage | Goodman Split Air Conditioner 15.2 SEER2, Single Stage, 1.5 Ton, Non-Communicating | Goodman Split Air Conditioner 15.2 SEER2, Single Stage, 1.5 Ton, Non-Communicating | Active | 0130M00106;0130R00000S;0161R00128;0163R00006;ABK-20;ASC01A;CSR-U-1;FSK01A;LAKT01;LSK02A | Equipment/Residential Split System/Split Air Conditioner
CAPFA2422A3 | Corporate | Unitary | Coil | Unitary Split System | Cooling Only | Equipment | Indoor | Residential-Single Family | CAPFA_32 | CAPFA AlumaFin7â„¢ | CAPFA AlumaFin7â„¢ Evaporator Coil, Upflow/Downflow, 2 Ton |  | CAPFA AlumaFin7â„¢ Evaporator Coil |  | All-Aluminum evaporator coil;Optimized for use with R-32 refrigerant including circuits and manifolds;R-32 sensor designed for the life span of the coil;Factory-installed optimized metering device (piston);Standardized copper suction tube stub length;21" depth for easier attic access;Single front access panel;Foil-faced insulation covers the internal casing to reduce cabinet condensation;Vertical application;Galvanized, leather grain-embossed finish;Rust resistant, thermoplastic drain pans featuring a low water-retention design;DecaBDE-free thermoplastic drain pan with secondary drain connections;Drain pan rails designed to remove and reposition coils with ease without compromising structural integrity;UV-resistant drain pan;AHRI certified;ETL listed |  | Ducted | No |  |  | EAR99 | [6 empty] | 663051696204 | EA | 12 | USA | 8415.90.8025 | 8415.90.90.00 | CAPFA AlumaFin7â„¢ Cased Aluminum Evaporator Coil, Upflow/Downflow, 1.5-2 Ton, 22 in Cabinet with Orifice Expansion | 2T Cased Upflow/Downflow R-32 Coil | [35 empty] | Yes | CAPFA2422A3 | [72 empty] | Painted | Cased | [15 empty] | 14 in | 21 in | 22 in |  |  |  |  | 3 | 17 |  | Orifice | [79 empty] | 2 | 1.5;2 |  | 3/4 in | [7 empty] | 3/4 in |  |  | 3/8 in |  |  |  |  | R-32 | [10 empty] | Yes | CTN | 1 | 26.00 in | 24.75 in | 16.25 in |  |  |  | 54.00 in | 54.00 in | 50.00 in | 26.00 in | 24.75 in | 16.25 in |  | 10456.875 inÂ³ | 0.0000 | 10456.875 inÂ³ |  | 36.090 lb |  | 36.090 lb | ALL PARTS - 5 YEARS PARTS | ALL PARTS - 10 YEARS PARTS | ALL PARTS - 10 YEARS PARTS | 10 YEARS UNIT REPLACEMENT | 5 YEARS UNIT REPLACEMENT | 10 YEARS UNIT REPLACEMENT |  |  |  | ALL PARTS - 5 YEARS PARTS | ALL PARTS - 5 YEARS PARTS | ALL PARTS - 5 YEARS PARTS | 5 YEARS UNIT REPLACEMENT | 5 YEARS UNIT REPLACEMENT | 5 YEARS UNIT REPLACEMENT |  | CAPFA AlumaFin7â„¢ Evaporator Coil, Upflow/Downflow, 2 Ton | CAPFA AlumaFin7â„¢ Evaporator Coil, Upflow/Downflow, 2 Ton | CAPFA AlumaFin7â„¢ Cased Aluminum Evaporator Coil, Upflow/Downflow, 1.5-2 Ton, 22 in Cabinet with Orifice Expansion | Active | DPICX-AB;HTP7-A | Equipment/Residential Split System/Coil
GLXS5BA2410 | Goodman | Unitary | Split Air Conditioner | Unitary Split System | Cooling Only | Equipment | Outdoor | Residential-Single Family | GLXS5 | GLXS5B | Goodman Split Air Conditioner 15.2 SEER2, Single Stage | 15.2 SEER2 |  |  | High-efficiency scroll compressor;Factory-installed filter drier;Fully charged for 15â€™ of tubing length;Copper tube/enhanced aluminum fincoil -5mm diameter on 1.5-3.0T;Service valves with sweat connectionsand easy-to-access gauge ports;Enclosed contactor with lug connection;Ground lug connection;High-pressure switch;AHRI Certified;ETL Listed | Removable grille-style top designcompliant with UL 60335-2-40;Heavy-gauge galvanized-steel cabinet;Attractive Architectural Gray powder-paintfinish with 500-hour salt-spray approval;Steel louver coil guard;Single-panel access to controls with spaceprovided for field-installed accessories;When properly anchored, meets the 2023 FloridaBuilding Code unit integrity requirements forhurricane-type winds (Anchor bracket kits available.) |  | No | Non-Communicating |  | EAR99 | [6 empty] | 663051735477 | EA | 2 | USA | 8415.90.8065 | 8415.90.90.00 | Goodman Split Air Conditioner 15.2 SEER2, Single Stage, 2 Ton, Non-Communicating | 15.2 SEER2 R-32 AC, 2 Ton | [35 empty] | Yes | GLXS5BA2410 | [6 empty] | 115 Â°F | 55 Â°F | [12 empty] | 95 Â°F | 72 Â°F | 80 Â°F | 67 Â°F | [10 empty] | 10.2 A | [9 empty] | 20 A |  |  | 13.8 A |  |  |  |  | 60 Hz | 1 Ph |  | 208/230 V | [20 empty] | Single Stage | Scroll | [11 empty] | 29 in | 32 in | 29 in | [34 empty] | 68.8 dBA | [52 empty] | 2 |  |  |  | 65 oz | [13 empty] | 15 ft | R-32 | 79 ft | 50 ft |  | 3/8 in | 3/4 in | [5 empty] | Yes | CTN | 1 | 30.50 in | 34.50 in | 30.00 in |  |  |  | 30.50 in | 34.50 in | 60.00 in | 30.50 in | 34.50 in | 30.00 in |  | 31567.500 inÂ³ | 0.0000 | 31567.500 inÂ³ |  | 159.000 lb |  | 159.000 lb | ALL PARTS - 5 YEARS PARTS | ALL PARTS - 10 YEARS PARTS | ALL PARTS - 10 YEARS PARTS | [6 empty] | ALL PARTS - 5 YEARS PARTS | ALL PARTS - 5 YEARS PARTS | ALL PARTS - 5 YEARS PARTS |  |  |  |  | Goodman Split Air Conditioner 15.2 SEER2, Single Stage | Goodman Split Air Conditioner 15.2 SEER2, Single Stage, 2 Ton, Non-Communicating | Goodman Split Air Conditioner 15.2 SEER2, Single Stage, 2 Ton, Non-Communicating | Active | 0130M00106;0130R00000S;0161R00128;0163R00006;ABK-20;ASC01A;CSR-U-1;FSK01A;LAKT01;LSK02A | Equipment/Residential Split System/Split Air Conditioner
GR9S960403AN | Goodman | Unitary | Gas Furnace | Unitary Split System | Heating Only | Equipment | Indoor | Residential-Single Family | GR9S96 |  | Goodman 96% AFUE Gas Furnace Nine Speed ECM, Single Stage | 0.96 | Single-Stage Multi-Speed ECM Gas Furnace Up to 96% AFUE | 1. High reliabilitynd quality;2. Faster condensate water drainagend no unit water leakage;3. Durablend long igniter life;4. Provisions for electronicir cleanernd humidifier;5. Energy Efficientnd quiet circulation;6. Self-diagnostic control board with constant memory;7. Meets the performance requirements forHRI certificationnd complies with ETL Northmerican safety standards.;8. Tax Credit;9. Simple installationnd setup;10. Easy Connection for EACnd Humidifier;11. Extra option forir flow;12. High staticirflow capability;13. Lower NOx emission | 1. Heavy-dutyluminized-steel tubular heat exchanger;2. Stainless-steel sloped secondary heat exchanger;3. Silicon Nitride igniter;4. Color-coded low-voltage terminals;5. Multi-speed ECM blower motor with continuous fan speed;6. Fault code LED Output;7.HRI Certified - ETL Listed;8. Energy Star;9. Single-Stage gas Valve;10. Furnace control board with self-diagnosticsnd provisions for electronicir cleanernd 120-volt or 24-volt humidifiers;11. Low constant fan speed circulatesir throughout the home;12. High static;13.ll models comply with California Ultra-Low N0x 14 ng/J |  | Ducted | No |  |  | EAR99 | [6 empty] | 663051686229 | EA | 6 | USA | 7322.90.0015 | 7322.90.10.21 | Goodman 96% AFUE Gas Furnace Nine Speed ECM, Single Stage, Upflow/Horizontal, 40000 BTUH/H, Low NOx | fer uf furnace | 96 % | [33 empty] | Upflow/Horizontal | Yes | GR9S960403AN | [31 empty] | 25-55 Â°F | [12 empty] | 15 A |  |  | 9.7 A |  |  |  |  | 60 Hz | 1 Ph |  | 115 V |  |  |  | 1200 ftÂ³/min | [25 empty] | 11 in | 6 in |  |  | 28 in | 33-3/8 in | 14 in |  | Yes | [12 empty] | Air Cooled | [7 empty] | Nine Speed ECM |  |  |  |  | Low NOx | [24 empty] | 106 lb |  | 0.5 metric hp | [26 empty] | 40000 Btu | 38800 | [9 empty] | Single Stage | [19 empty] | 4 in |  |  |  |  | Yes | CTN | 1 | 30.00 in | 38.50 in | 15.00 in |  |  |  | 60.00 in | 38.50 in | 45.00 in | 30.00 in | 38.50 in | 15.00 in |  | 17325.000 inÂ³ | 0.0000 | 17325.000 inÂ³ |  | 106.000 lb |  | 106.000 lb | ALL PARTS - 5 YEARS PARTS;HEAT EXCHANGER - 20 YEARS PARTS | HEAT EXCHANGER - 20 YEARS PARTS;ALL PARTS - 10 YEARS PARTS | ALL PARTS - 10 YEARS PARTS;HEAT EXCHANGER - LIFETIME PARTS;ALL PARTS - 10 YEARS PARTS;HEAT EXCHANGER - 20 YEARS PARTS;HEAT EXCHANGER - 79 YEARS PARTS |  |  | HEAT EXCHANGER - 10 YEARS UNIT REPLACEMENT;HEAT EXCHANGER - 10 YEARS UNIT REPLACEMENT |  |  |  | ALL PARTS - 5 YEARS PARTS;HEAT EXCHANGER - 20 YEARS PARTS | HEAT EXCHANGER - 20 YEARS PARTS;ALL PARTS - 5 YEARS PARTS | ALL PARTS - 5 YEARS PARTS;HEAT EXCHANGER - 20 YEARS PARTS |  |  |  |  | Goodman 96% AFUE Gas Furnace Nine Speed ECM, Single Stage | Goodman 96% AFUE Gas Furnace Nine Speed ECM, Single Stage, Upflow/Horizontal, 40000 BTUH/H, Low NOx | Goodman 96% AFUE Gas Furnace Nine Speed ECM, Single Stage, Upflow/Horizontal, 40000 BTUH/H, Low NOx | Active |  | Equipment/Residential Split System/Gas Furnace
GLZS4MA3010 | Goodman | Unitary | Split Heat Pump | Unitary Split System | Heat Pump | Equipment | Outdoor | Residential-Single Family | GLZS4M | GLZSM4 | Goodman Split Heat Pump 14.3 SEER2, Single Stage | 14.3 SEER2 | Energy-Efficient Multi-Family R-32 Split System Heat Pump, up to 15.2 SEER2 and 7.8 HSPF2, 1-1/2 to 3 Tons | Meets the 2023 M1 Test Standards | High-efficiency compressor;SmartShiftÂ® technology to ensure quiet reliable defrost;Enhanced aluminum fin coil- 5 mm diameter on 1.5T-3.5 Ton;Enhanced aluminum fin coil with 7mm diameter copper tubes in 4.0- to 5.0-ton;Single-speed PSC condenser fan motor;Factory-installed bi-flow liquid-line filter drier;Factory-installed suction-line accumulator;Factory-installed compressor crankcase heater;Factory-installed high-capacity muffler;High- and low-pressure switches;Service valves with sweat connections and easy access to gauge ports;Fully charged for 15â€™ of tubing length;Fully enclosed contractor with lug connection;Ground lug connection;Capacitors with extended life;AHRI Certified;ETL Listed | Removable grille-style top design compliant with UL 60335-2-40;Steel louver coil guard;Heavy-gauge galvanized-steel cabinet;Attractive Architectural Gray powder-paint finish with 500-hour salt-spray approval;Top and side maintenance access;When properly anchored, meets the 2023 Florida Building Code unit integrity requirements for hurricane-type winds (Anchor bracket kits available). | Ducted | No |  |  | EAR99 |  | Yes |  |  | R32 Outdoor |  | 663051689718 | EA | 2 | USA | 8415.90.8065 | 8415.90.90.00 | Goodman GLZSM4 Split Heat Pump 14.3 SEER2, Single Stage, Ton, | 14.3 SEER2 HP R32, 2.5 Ton | [12 empty] | 12.5 |  |  | No | 30000 Btu/H |  | 7.8 | [9 empty] | 14.5 | [6 empty] | Yes | GLZS4MA3010 | [6 empty] | 125 Â°F | 55 Â°F | [6 empty] | 70 Â°F | -20 Â°F |  |  |  |  | 95 Â°F | 75 Â°F |  |  | 47 Â°F | 43 Â°F | [18 empty] | 25 A |  | 253 V | 17 A | 197 V |  |  |  | 60 Hz | 1 Ph |  | 208/240 V | 12.8 A | [19 empty] | Single Stage | Scroll | [11 empty] | 29 in | 32.5 in | 29 in | [7 empty] | TXV | [26 empty] | 71 dBA | [17 empty] | 174 lb | [11 empty] | 28600 Btu/H | [12 empty] | 28600 Btu/H | [11 empty] | 0.55 |  | 78 oz | [9 empty] | 3/8 in |  |  |  | 15 ft | R-32 | 200 ft | 79 ft |  |  | 3/4 in | [5 empty] | Yes | CTN | 1 | 30.50 in | 42.00 in | 30.00 in |  |  |  | 30.50 in | 42.00 in | 60.00 in | 30.50 in | 42.00 in | 30.00 in |  | 38430.000 inÂ³ | 0.0000 | 38430.000 inÂ³ |  | 192.000 lb |  | 192.000 lb | ALL PARTS - 5 YEARS PARTS | ALL PARTS - 10 YEARS PARTS | ALL PARTS - 10 YEARS PARTS | [6 empty] | ALL PARTS - 5 YEARS PARTS | ALL PARTS - 5 YEARS PARTS | ALL PARTS - 5 YEARS PARTS |  |  |  |  | Goodman Split Heat Pump 14.3 SEER2, Single Stage | Goodman GLZSM4 Split Heat Pump 14.3 SEER2 & HSPF, Single Stage, Ton, | Goodman GLZSM4 Split Heat Pump 14.3 SEER2 & HSPF, Single Stage, Ton, | Active | 0161R00128;ABK-20;ASC01A;CSR-U-1;FSK01A;LSK02A;OT18-60A;0161R00128 | Equipment/Residential Split System/Split Heat Pump
GLXS4BA1810 | Goodman | Unitary | Split Air Conditioner | Unitary Split System | Cooling Only | Equipment | Outdoor | Residential-Single Family | GLXS4B | GLXS4B | Goodman Split Air Conditioner 14.3 SEER2, Single Stage | 14.3 SEER2 | Energy-Efficient Classic R-32 Split System Air Conditioner, 14.3 SEER2, 1Â½ To 5 Tons |  | High efficiency scroll compressor;High-density foam compressor sound blanket;Advanced CopelandÂ® CoreSenseâ„¢ Technology;Fully charged for 15' of tubing length;Copper tube/ enhanced aluminum fin coil-5mm diameter;Factory-installed filter drier;Sweat connection service valves with easy access to gauge ports;Enclosed contactor with lug connection;High-pressure switch;Capacitors with extended life;AHRI Certified;ETL Listed | Removable grille-style top designcompliant with UL 60335-2-40;Venturi for increased velocity of airflow;Attractive Architectural Gray powder-paintfinish with 500-hour salt-spray approval;Wire fan discharge grille;Steel louver coil guard;Top and side maintenance access;Single-panel access to controls with space provided for field-installed accessories;When properly anchored, meets the 2023 Florida Building Code unit integrity requirements for hurricane-type winds (Anchor bracket kits available.) |  | No | Non-Communicating |  | EAR99 | [6 empty] | 663051691605 | EA | 2 | USA | 8415.90.8085 | 8415.90.90.00 | Goodman Split Air Conditioner 14.3 SEER2, Single Stage, 1.5 Ton, Non-Communicating | 14.3 SEER2 R-32 AC, 1.5T |  |  | 18000 Btu/H | [9 empty] | 11.7 |  |  | No | [12 empty] | 14.3 | [6 empty] | Yes | GLXS4BA1810 | [6 empty] | 125 Â°F | 55 Â°F | [12 empty] | 95 Â°F | 75 Â°F | [22 empty] | 15 A |  |  | 10.9 A |  |  |  |  | 60 Hz | 1 Ph |  | 208/240 V | 6.4639999999999995 A | [19 empty] | Single Stage | Rotary | [11 empty] | 26 in | 27 in | 26 in | [34 empty] | 74 dBA | [17 empty] | 69 lb | [11 empty] | 18000 Btu/H | [22 empty] | 1.5 |  | 0.55 |  | 53 oz | [9 empty] | 3/8 in |  |  |  | 15 ft | R-32 | 200 ft | 79 ft |  |  | 3/4 in | [5 empty] | Yes | CTN | 1 | 27.50 in | 29.50 in | 27.50 in |  |  |  | 27.50 in | 29.50 in | 55.00 in | 27.50 in | 29.50 in | 27.50 in |  | 22309.375 inÂ³ | 0.0000 | 22309.375 inÂ³ |  | 132.000 lb |  | 132.000 lb | ALL PARTS - 5 YEARS PARTS | ALL PARTS - 10 YEARS PARTS | ALL PARTS - 10 YEARS PARTS | [6 empty] | ALL PARTS - 5 YEARS PARTS | ALL PARTS - 5 YEARS PARTS | ALL PARTS - 5 YEARS PARTS |  |  |  |  | Goodman Split Air Conditioner 14.3 SEER2, Single Stage | Goodman Split Air Conditioner 14.3 SEER2, Single Stage, 1.5 Ton, Non-Communicating | Goodman Split Air Conditioner 14.3 SEER2, Single Stage, 1.5 Ton, Non-Communicating | Active | 0130R00000S;0161R00128;ABK-20;ASC01A;FSK01A;LAKT01;LSK02A | Equipment/Residential Split System/Split Air Conditioner
GD9T801005CX | Goodman | Unitary | Gas Furnace | Unitary Split System | Heating Only | Equipment | Indoor | Residential-Single Family | GD9T80 |  | Goodman 80% AFUE Gas Furnace Multi Speed ECM, Two Stage | 0.8 | Two-Stage Multi-Speed ECM Gas Furnace up to 80% AFUE | High reliabilitynd quality;Durablend long igniter life;Provisions for electronicir cleanernd humidifier;Quietnd Economical heating;Energy Efficientnd quiet circulation;Self-diagnostic control board with constant memory;Operates on two-stage or single-stage thermostats;Easy Connection for EACnd Humidifier | Heavy-dutyluminized-steel tubular heat exchanger;"Silicon Nitride igniter";Color-coded low-voltage terminals ;Two-Stage gas valve; Multi-speed ECM blower motor with continuous fan speed;Fault code LED Output;Two-stage gas valve;Furnace control board with self-diagnosticsnd provisions for electronicir cleanernd 120-volt or 24-volt humidifiers |  | Ducted |  |  |  | EAR99 | [6 empty] | 663051685512 | EA | 4 |  |  |  | Goodman 80% AFUE Gas Furnace Multi Speed ECM, Two Stage, Downflow/Horizontal, 100000 BTUH/H, Low NOx | fer cf furnace | 80 % | [33 empty] | Downflow/Horizontal | No | GD9T801005CX | [31 empty] | 20-50 Â°F | [12 empty] | 20 A |  |  | 15.32 A |  |  |  |  | 60 Hz | 1 Ph |  | 115 V | [29 empty] | 10 in | 10 in |  |  | 28 in | 33-3/8 in | 21 in | [14 empty] | Air Cooled | [7 empty] | Multi Speed ECM |  |  |  |  | Low NOx | [24 empty] | 124 lb |  | 1 metric hp | [26 empty] | 100000 Btu | 80,000 |  | 70,000 | 56,000 | [6 empty] | Two Stage | [24 empty] | Yes | CTN | 1 | 30.00 in | 35.50 in | 22.00 in |  |  |  | 60.00 in | 35.50 in | 44.00 in | 30.00 in | 35.50 in | 22.00 in |  | 23430.000 inÂ³ | 0.0000 | 23430.000 inÂ³ |  | 128.000 lb |  | 128.000 lb | ALL PARTS - 5 YEARS PARTS;HEAT EXCHANGER - 20 YEARS PARTS | HEAT EXCHANGER - 20 YEARS PARTS;ALL PARTS - 10 YEARS PARTS | ALL PARTS - 10 YEARS PARTS;HEAT EXCHANGER - 79 YEARS PARTS;HEAT EXCHANGER - 20 YEARS PARTS;ALL PARTS - 10 YEARS PARTS;HEAT EXCHANGER - LIFETIME PARTS |  |  | HEAT EXCHANGER - 10 YEARS UNIT REPLACEMENT;HEAT EXCHANGER - 10 YEARS UNIT REPLACEMENT |  |  |  | ALL PARTS - 5 YEARS PARTS;HEAT EXCHANGER - 20 YEARS PARTS | HEAT EXCHANGER - 20 YEARS PARTS;ALL PARTS - 5 YEARS PARTS | HEAT EXCHANGER - 20 YEARS PARTS;ALL PARTS - 5 YEARS PARTS |  |  |  |  | Goodman 80% AFUE Gas Furnace Multi Speed ECM, Two Stage | Goodman 80% AFUE Gas Furnace Multi Speed ECM, Two Stage, Downflow/Horizontal, 100000 BTUH/H, Low NOx | Goodman 80% AFUE Gas Furnace Multi Speed ECM, Two Stage, Downflow/Horizontal, 100000 BTUH/H, Low NOx | Active |  | Equipment/Residential Split System/Gas Furnace
GD9S960603BN | Goodman | Unitary | Gas Furnace | Unitary Split System | Heating Only | Equipment | Indoor | Residential-Single Family | GD9S96 |  | Goodman 96% AFUE Gas Furnace Multi Speed ECM, Single Stage | 0.96 | Single Stage Multi-Speed ECM Downflow Gas Furnace Up to 96% AFUE | 1. High reliabilitynd quality;2. Faster condensate water drainagend no unit water leakage;3. Durablend long igniter life;4. Provisions for electronicir cleanernd humidifier;5. Energy Efficientnd quiet circulation;6. Lower NOx emission;7. Self-diagnostic control board with constant memory;8. Meets the performance requirements forHRI certificationnd complies with ETL Northmerican safety standards;9. Operates on two-stage or single-stage thermostats;10. Easy Connection for EACnd Humidifier | Heavy-dutyluminized-steel tubular heat exchanger;Stainless-steel secondary heat exchanger;Single-stage gas valve;Durable Silicon Nitride igniter;Quiet single-speed induced draft blower;Self-diagnostic control board with constant memory fault code history output to LED;All models comply with California 40 ng/J Low NOx emissions standard;Can no longer be installed in Californiaâ€™s South Coastir Quality Management District (SCAQMD) on orfter October 1, 2019;AHRI Certified; ETL Listed |  | Ducted | No |  |  | EAR99 | [6 empty] | 663051686106 | EA | 4 | USA | 7322.90.0015 | 7322.90.10.21 | Goodman 96% AFUE Gas Furnace Multi Speed ECM, Single Stage, Downflow/Horizontal, 60000 BTUH/H, Low NOx | fer cf furnace | 96 % | [33 empty] | Downflow/Horizontal | Yes | GD9S960603BN | [31 empty] | 35-65 Â°F | [12 empty] | 15 A |  |  | 10.1 A |  |  |  |  | 60 Hz | 1 Ph |  | 115 V | [29 empty] | 11 in | 8 in |  |  | 28 in | 33-3/8 in | 17-1/2 in | [14 empty] | Air Cooled | [7 empty] | Multi Speed ECM |  |  |  |  | Low NOx | [24 empty] | 116 lb |  | 0.5 metric hp | [26 empty] | 60000 Btu | 57660 | [9 empty] | Single Stage | [24 empty] | Yes | CTN | 1 | 30.00 in | 38.50 in | 18.50 in |  |  |  | 60.00 in | 38.50 in | 37.00 in | 30.00 in | 38.50 in | 18.50 in |  | 21367.500 inÂ³ | 0.0000 | 21367.500 inÂ³ |  | 121.000 lb |  | 121.000 lb | HEAT EXCHANGER - 20 YEARS PARTS;ALL PARTS - 5 YEARS PARTS | ALL PARTS - 10 YEARS PARTS;HEAT EXCHANGER - 20 YEARS PARTS | ALL PARTS - 10 YEARS PARTS;HEAT EXCHANGER - LIFETIME PARTS;ALL PARTS - 10 YEARS PARTS;HEAT EXCHANGER - 20 YEARS PARTS;HEAT EXCHANGER - 79 YEARS PARTS |  |  | HEAT EXCHANGER - 10 YEARS UNIT REPLACEMENT;HEAT EXCHANGER - 10 YEARS UNIT REPLACEMENT |  |  |  | HEAT EXCHANGER - 20 YEARS PARTS;ALL PARTS - 5 YEARS PARTS | HEAT EXCHANGER - 20 YEARS PARTS;ALL PARTS - 5 YEARS PARTS | HEAT EXCHANGER - 20 YEARS PARTS;ALL PARTS - 5 YEARS PARTS |  |  |  |  | Goodman 96% AFUE Gas Furnace Multi Speed ECM, Single Stage | Goodman 96% AFUE Gas Furnace Multi Speed ECM, Single Stage, Downflow/Horizontal, 60000 BTUH/H, Low NOx | Goodman 96% AFUE Gas Furnace Multi Speed ECM, Single Stage, Downflow/Horizontal, 60000 BTUH/H, Low NOx | Active |  | Equipment/Residential Split System/Gas Furnace
GR9T800804CN | Goodman | Unitary | Gas Furnace | Unitary Split System | Heating Only | Equipment | Indoor | Residential-Single Family | GR9T80 |  | Goodman 80% AFUE Gas Furnace Multi Speed ECM, Two Stage | 0.8 | Two-Stage Multi-Speed ECM Gas Furnace up to 80% AFUE | High reliabilitynd quality;Durablend long igniter life;Provisions for electronicir cleanernd humidifier;Quietnd Economical heating;Energy Efficientnd quiet circulation;Self-diagnostic control board with constant memory;Operates on two-stage or single-stage thermostats;Easy Connection for EACnd Humidifier | Heavy-dutyluminized-steel tubular heat exchanger;"Silicon Nitride igniter";Color-coded low-voltage terminals;Two-Stage gas valve;Multi-speed ECM blower motor with continuous fan speed;Fault code LED Output;Two-stage gas valve;Furnace control board with self-diagnosticsnd provisions for electronicir cleanernd 120-volt or 24-volt humidifiers |  | Ducted |  |  |  | EAR99 | [6 empty] | 663051685628 | EA | 4 | USA | 7322.90.0015 | 7322.90.10.21 | Goodman 80% AFUE Gas Furnace Multi Speed ECM, Two Stage, Upflow/Horizontal, 80000 BTUH/H, Non NOx Rated | fer uf furnace | 80 % | [33 empty] | Upflow/Horizontal | Yes | GR9T800804CN | [31 empty] | 25-55 Â°F | [12 empty] | 15 A |  |  | 12.45 A |  |  |  |  | 60 Hz | 1 Ph |  | 115 V | [29 empty] | 10 in | 10 in |  |  | 28 in | 33-3/8 in | 21 in | [14 empty] | Air Cooled | [7 empty] | Multi Speed ECM |  |  |  |  | Non NOx Rated | [24 empty] | 129 lb |  | 3/4 metric hp | [26 empty] | 80000 Btu | 64,000 |  | 56,000 | 44,800 | [6 empty] | Two Stage | [24 empty] | Yes | CTN | 1 | 30.00 in | 35.50 in | 22.00 in |  |  |  | 60.00 in | 35.50 in | 44.00 in | 30.00 in | 35.50 in | 22.00 in |  | 23430.000 inÂ³ | 0.0000 | 23430.000 inÂ³ |  | 115.500 lb |  | 115.500 lb | ALL PARTS - 5 YEARS PARTS;HEAT EXCHANGER - 20 YEARS PARTS | ALL PARTS - 10 YEARS PARTS;HEAT EXCHANGER - 20 YEARS PARTS | HEAT EXCHANGER - 79 YEARS PARTS;ALL PARTS - 10 YEARS PARTS;ALL PARTS - 10 YEARS PARTS;HEAT EXCHANGER - LIFETIME PARTS;HEAT EXCHANGER - 20 YEARS PARTS |  |  | HEAT EXCHANGER - 10 YEARS UNIT REPLACEMENT;HEAT EXCHANGER - 10 YEARS UNIT REPLACEMENT |  |  |  | HEAT EXCHANGER - 20 YEARS PARTS;ALL PARTS - 5 YEARS PARTS | ALL PARTS - 5 YEARS PARTS;HEAT EXCHANGER - 20 YEARS PARTS | ALL PARTS - 5 YEARS PARTS;HEAT EXCHANGER - 20 YEARS PARTS |  |  |  |  | Goodman 80% AFUE Gas Furnace Multi Speed ECM, Two Stage | Goodman 80% AFUE Gas Furnace Multi Speed ECM, Two Stage, Upflow/Horizontal, 80000 BTUH/H, Non NOx Rated | Goodman 80% AFUE Gas Furnace Multi Speed ECM, Two Stage, Upflow/Horizontal, 80000 BTUH/H, Non NOx Rated | Active |  | Equipment/Residential Split System/Gas Furnace
FTXV15AVJU9 | Daikin | Ductless Mini-Splits | Multi-Split Fan Coil | Multi-Split | Cooling Only | Equipment | Indoor | Residential-Single Family | FTXV_AVJU9 | Multi-Split Fan Coil Indoor | Multi-Split Fan Coil Indoor Indoor Multi-Split Fan Coil |  | R-32 0.75 - 2.0 Ton Wall Mounted Unit | Quiet operation | 12 Year limited Warranty for Parts and Compressor |  | Wall Mounted | Yes |  |  | EAR99 | [7 empty] | EA | 8 | Mexico | 8415.90.8065 | 8415.90.90.00 |  | 1.25 Ton Wall Mount R-32 | [35 empty] | No | FTXV15AVJU9 | [43 empty] | L1, L2, L3, G | [14 empty] | 540 ftÂ³/min | 636 ftÂ³/min | 381 ftÂ³/min | 452 ftÂ³/min | 470 ftÂ³/min | 537 ftÂ³/min |  |  | 339 ftÂ³/min | 388 ftÂ³/min | [21 empty] | 10-3/8 in | 11-5/8 in | 39 in | [14 empty] | Air Cooled | [19 empty] | 45 dBA | 45 dBA | 36 dBA | 37 dBA | 41 dBA | 41 dBA |  |  | 33 dBA | 33 dBA | [8 empty] | 27 lb | [34 empty] | 1.25 |  |  | 5/8 in | [7 empty] | 1/2 in |  |  | 1/4 in |  |  |  |  | R-32 | [10 empty] | Yes | CTN | 1 | 43.50 in | 15.00 in | 15.50 in |  |  |  | 60.00 in | 34.50 in | 48.00 in | 43.50 in | 15.00 in | 15.50 in |  | 10113.800 inÂ³ | 0.0000 | 10113.800 inÂ³ |  | 42.000 lb |  | 42.000 lb | ALL PARTS - 5 YEARS PARTS | ALL PARTS - 12 YEARS PARTS | ALL PARTS - 12 YEARS PARTS | [6 empty] | ALL PARTS - 5 YEARS PARTS | ALL PARTS - 5 YEARS PARTS | ALL PARTS - 5 YEARS PARTS |  |  |  |  | 1.25 Ton Wall Mount R-32 | 1.25 Ton Wall Mount R-32 | 1.25 Ton Wall Mount R-32 | Active | AZAI6WSCDKB;AZAI6WSPDKC;BRC944B2;BRCW901A03;BRCW901A08;DACA-CP1-1;DTST-LTE-ADA-A;DTST-ONE-ADA-A;DTST-TOU-ADA-A;KAF970A46;KRP067A41;KRP928BB2S;AZAI6WSCDKB;AZAI6WSPDKC;BRC944B2;BRCW901A03;BRCW901A08;DACA-CP1-1;DTST-LTE-ADA-A;DTST-LTE-LA-A;DTST-ONE-ADA-A;DTST-TOU-ADA-A;KAF970A46;KRP067A41;KRP928BB2S | Equipment/Multi-Split/Multi-Split Fan Coil
CAPFA4226B3 | Corporate | Unitary | Coil | Unitary Split System | Cooling Only | Equipment | Indoor | Residential-Single Family | CAPFA_32 | CAPFA AlumaFin7â„¢ | CAPFA AlumaFin7â„¢ Evaporator Coil, Upflow/Downflow, 3.5 Ton |  | CAPFA AlumaFin7â„¢ Evaporator Coil |  | All-Aluminum evaporator coil;Optimized for use with R-32 refrigerant including circuits and manifolds;R-32 sensor designed for the life span of the coil;Factory-installed optimized metering device (piston);Standardized copper suction tube stub length;21" depth for easier attic access;Single front access panel;Foil-faced insulation covers the internal casing to reduce cabinet condensation;Vertical application;Galvanized, leather grain-embossed finish;Rust resistant, thermoplastic drain pans featuring a low water-retention design;DecaBDE-free thermoplastic drain pan with secondary drain connections;Drain pan rails designed to remove and reposition coils with ease without compromising structural integrity;UV-resistant drain pan;AHRI certified;ETL listed |  | Ducted | No |  |  | EAR99 | [6 empty] | 663051696303 | EA | 8 | USA | 8415.90.8025 | 8415.90.90.00 | CAPFA AlumaFin7â„¢ Cased Aluminum Evaporator Coil, Upflow/Downflow, 2.5-3.5 Ton, 26 in Cabinet with Orifice Expansion | 3.5T Cased Upflow/Downflow R-32 Coil | [35 empty] | Yes | CAPFA4226B3 | [72 empty] | Painted | Cased | [15 empty] | 17.5 in | 21 in | 26 in |  |  |  |  | 3 | 17 |  | Orifice | [79 empty] | 3.5 | 2.5;3.5 |  | 3/4 in | [7 empty] | 7/8 in |  |  | 3/8 in |  |  |  |  | R-32 | [10 empty] | Yes | CTN | 1 | 26.25 in | 28.50 in | 20.00 in |  |  |  | 54.00 in | 61.50 in | 41.00 in | 26.25 in | 28.50 in | 20.00 in |  | 14962.500 inÂ³ | 0.0000 | 14962.500 inÂ³ |  | 54.000 lb |  | 54.000 lb | ALL PARTS - 5 YEARS PARTS | ALL PARTS - 10 YEARS PARTS | ALL PARTS - 10 YEARS PARTS | 10 YEARS UNIT REPLACEMENT | 5 YEARS UNIT REPLACEMENT | 10 YEARS UNIT REPLACEMENT | [10 empty] | CAPFA AlumaFin7â„¢ Evaporator Coil, Upflow/Downflow, 3.5 Ton | CAPFA AlumaFin7â„¢ Evaporator Coil, Upflow/Downflow, 3.5 Ton | CAPFA AlumaFin7â„¢ Cased Aluminum Evaporator Coil, Upflow/Downflow, 2.5-3.5 Ton, 26 in Cabinet with Orifice Expansion | Active |  | Equipment/Residential Split System/Coil
GR9T800805DX | Goodman | Unitary | Gas Furnace | Unitary Split System | Heating Only | Equipment | Indoor | Residential-Single Family | GR9T80 |  | Goodman 80% AFUE Gas Furnace Multi Speed ECM, Two Stage | 0.8 | Two-Stage Multi-Speed ECM Gas Furnace up to 80% AFUE | High reliabilitynd quality;Durablend long igniter life;Provisions for electronicir cleanernd humidifier;Quietnd Economical heating;Energy Efficientnd quiet circulation;Self-diagnostic control board with constant memory;Operates on two-stage or single-stage thermostats;Easy Connection for EACnd Humidifier | Heavy-dutyluminized-steel tubular heat exchanger;"Silicon Nitride igniter";Color-coded low-voltage terminals;Two-Stage gas valve;Multi-speed ECM blower motor with continuous fan speed;Fault code LED Output;Two-stage gas valve;Furnace control board with self-diagnosticsnd provisions for electronicir cleanernd 120-volt or 24-volt humidifiers |  | Ducted |  |  |  | EAR99 | [6 empty] | 663051685666 | EA | 4 |  |  |  | Goodman 80% AFUE Gas Furnace Multi Speed ECM, Two Stage, Upflow/Horizontal, 80000 BTUH/H, Low NOx | fer uf furnace | 80 % | [33 empty] | Upflow/Horizontal | No | GR9T800805DX | [31 empty] | 20-50 Â°F | [12 empty] | 20 A |  |  | 15.32 A |  |  |  |  | 60 Hz | 1 Ph |  | 115 V | [29 empty] | 11 in | 10 in |  |  | 28 in | 33-3/8 in | 24-1/2 in | [14 empty] | Air Cooled | [7 empty] | Multi Speed ECM |  |  |  |  | Low NOx | [24 empty] | 129 lb |  | 1 metric hp | [26 empty] | 80000 Btu | 64,000 |  | 56,000 | 44,800 | [6 empty] | Two Stage | [24 empty] | Yes | CTN | 1 | 30.00 in | 35.50 in | 25.50 in |  |  |  | 60.00 in | 35.50 in | 51.00 in | 30.00 in | 35.50 in | 25.50 in |  | 27157.500 inÂ³ | 0.0000 | 27157.500 inÂ³ |  | 124.500 lb |  | 124.500 lb | HEAT EXCHANGER - 20 YEARS PARTS;ALL PARTS - 5 YEARS PARTS | HEAT EXCHANGER - 20 YEARS PARTS;ALL PARTS - 10 YEARS PARTS | HEAT EXCHANGER - LIFETIME PARTS;ALL PARTS - 10 YEARS PARTS;HEAT EXCHANGER - 79 YEARS PARTS;HEAT EXCHANGER - 20 YEARS PARTS;ALL PARTS - 10 YEARS PARTS |  |  | HEAT EXCHANGER - 10 YEARS UNIT REPLACEMENT;HEAT EXCHANGER - 10 YEARS UNIT REPLACEMENT |  |  |  | ALL PARTS - 5 YEARS PARTS;HEAT EXCHANGER - 20 YEARS PARTS | ALL PARTS - 5 YEARS PARTS;HEAT EXCHANGER - 20 YEARS PARTS | ALL PARTS - 5 YEARS PARTS;HEAT EXCHANGER - 20 YEARS PARTS |  |  |  |  | Goodman 80% AFUE Gas Furnace Multi Speed ECM, Two Stage | Goodman 80% AFUE Gas Furnace Multi Speed ECM, Two Stage, Upflow/Horizontal, 80000 BTUH/H, Low NOx | Goodman 80% AFUE Gas Furnace Multi Speed ECM, Two Stage, Upflow/Horizontal, 80000 BTUH/H, Low NOx | Active |  | Equipment/Residential Split System/Gas Furnace
GLXS4BA4210 | Goodman | Unitary | Split Air Conditioner | Unitary Split System | Cooling Only | Equipment | Outdoor | Residential-Single Family | GLXS4B | GLXS4B | Goodman Split Air Conditioner 14.3 SEER2, Single Stage | 14.3 SEER2 | Energy-Efficient Classic R-32 Split System Air Conditioner, 14.3 SEER2, 1Â½ To 5 Tons |  | High efficiency scroll compressor;High-density foam compressor sound blanket;Advanced CopelandÂ® CoreSenseâ„¢ Technology;Fully charged for 15' of tubing length;Copper tube/ enhanced aluminum fin coil-5mm diameter;Factory-installed filter drier;Sweat connection service valves with easy access to gauge ports;Enclosed contactor with lug connection;High-pressure switch;Capacitors with extended life;AHRI Certified;ETL Listed | Removable grille-style top designcompliant with UL 60335-2-40;Venturi for increased velocity of airflow;Attractive Architectural Gray powder-paintfinish with 500-hour salt-spray approval;Wire fan discharge grille;Steel louver coil guard;Top and side maintenance access;Single-panel access to controls with space provided for field-installed accessories;When properly anchored, meets the 2023 Florida Building Code unit integrity requirements for hurricane-type winds (Anchor bracket kits available.) |  | No | Non-Communicating |  | EAR99 | [6 empty] | 663051691667 | EA | 1 | USA | 8415.90.8085 | 8415.90.90.00 | Goodman Split Air Conditioner 14.3 SEER2, Single Stage, 3.5 Ton, Non-Communicating | 14.3 SEER2 R-32 AC, 3.5T |  |  | 42000 Btu/H | [9 empty] | 11.7 |  |  | No | [12 empty] | 14.3 | [6 empty] | Yes | GLXS4BA4210 | [6 empty] | 125 Â°F | 55 Â°F | [12 empty] | 95 Â°F | 75 Â°F | [22 empty] | 30 A |  |  | 18.95 A |  |  |  |  | 60 Hz | 1 Ph |  | 208/240 V | 14.4 A | [19 empty] | Single Stage | Scroll | [11 empty] | 35.5 in | 35.75 in | 35.5 in | [34 empty] | 72 dBA | [17 empty] | 72 lb | [11 empty] | 40000 Btu/H | [22 empty] | 3.5 |  | 0.64 |  | 82.6 oz | [9 empty] | 3/8 in |  |  |  | 15 ft | R-32 | 200 ft | 79 ft |  |  | 7/8 in | [5 empty] | Yes | CTN | 1 | 37.00 in | 38.50 in | 37.00 in |  |  |  | 37.00 in | 38.50 in | 37.00 in | 37.00 in | 38.50 in | 37.00 in |  | 52706.500 inÂ³ | 0.0000 | 52706.500 inÂ³ |  | 247.000 lb |  | 247.000 lb | ALL PARTS - 5 YEARS PARTS | ALL PARTS - 10 YEARS PARTS | ALL PARTS - 10 YEARS PARTS | [6 empty] | ALL PARTS - 5 YEARS PARTS | ALL PARTS - 5 YEARS PARTS | ALL PARTS - 5 YEARS PARTS |  |  |  |  | Goodman Split Air Conditioner 14.3 SEER2, Single Stage | Goodman Split Air Conditioner 14.3 SEER2, Single Stage, 3.5 Ton, Non-Communicating | Goodman Split Air Conditioner 14.3 SEER2, Single Stage, 3.5 Ton, Non-Communicating | Active | 0130R00000S;0161R00128;ABK-20;ASC01A;CSR-U-2;FSK01A;LAKT01;LSK02A | Equipment/Residential Split System/Split Air Conditioner
FTXC09AXVJU | Daikin | Ductless Mini-Splits | Mini-Split Fan Coils | Mini-Split | Heat Pump | Equipment | Indoor | Residential-Single Family | FTXC_AXVJU | Daikin ENTRA | Series Indoor Mini-Split Fan Coils |  | R-32 -- 0.75 - 2.0 Ton Wall Mounted Unit Heat Pump | 10 year limited parts and compressor warranty with online registration | Titanium apatite photocatalytic air purifying filter;Daikin Swing Compressor;Inverter Compressor |  | Wall Mounted | No |  |  | EAR99 | [7 empty] | EA | 20 | Malaysia | 8415.90.8065 | 8415.90.90.00 |  | Daikin Entra R-32 - 9K Indoor High Wall Unit |  | 213895727 | [13 empty] | No | [19 empty] | No | FTXC09AXVJU | [6 empty] | 114.8 Â°F | 50 Â°F | [6 empty] | 64.4 Â°F | 5 Â°F |  |  |  |  | 95 Â°F | 75 Â°F | 80 Â°F | 67 Â°F | 47 Â°F | 43 Â°F | 70 Â°F | 60 Â°F | [8 empty] | AC |  |  | 22 |  | 0.1 A |  | L1, L2, L3, Ground | [8 empty] | 60 Hz | 1 Ph |  | 208-230 V |  |  | 431 ftÂ³/min | 402 ftÂ³/min | 249 ftÂ³/min | 249 ftÂ³/min | 322 ftÂ³/min | 322 ftÂ³/min | 466 ftÂ³/min | 466 ftÂ³/min | 142 ftÂ³/min | 219 ftÂ³/min | [21 empty] | 9-11/16 in | 11-1/3 in | 30-5/16 in | [14 empty] | Air Cooled | [5 empty] | 0.05 | [13 empty] | 43 dBA | 42 dBA | 29 dBA | 29 dBA | 36 dBA | 35 dBA |  |  | 19 dBA | 25 dBA | [8 empty] | 19.8 lb | [11 empty] | 9000 Btu/H | 9000 Btu/H |  |  | 2.64 kW | [8 empty] | 9400 Btu/H |  |  | 2.75 kW | [6 empty] | 0.75 |  |  | 5/8 in | [7 empty] | 3/8 in |  |  | 1/4 in | 0 ft | 25 ft |  | 33 ft | R-32 | 66 ft | [9 empty] | Yes | CTN | 1 | 32.75 in | 12.50 in | 14.00 in |  |  |  | 70.00 in | 55.50 in | 36.00 in | 32.75 in | 12.50 in | 14.00 in |  | 5731.250 inÂ³ | 0.0000 | 5731.250 inÂ³ |  | 24.000 lb |  | 24.000 lb | ALL PARTS - 5 YEARS PARTS | ALL PARTS - 10 YEARS PARTS | ALL PARTS - 10 YEARS PARTS | [6 empty] | ALL PARTS - 5 YEARS PARTS | ALL PARTS - 5 YEARS PARTS | ALL PARTS - 5 YEARS PARTS |  |  |  |  | Daikin Entra R-32 - 9K Indoor High Wall Unit | Daikin Entra R-32 - 9K Indoor High Wall Unit | Daikin Entra R-32 - 9K Indoor High Wall Unit | Active | AZAI6WSCDKB;AZAI6WSPDKC;BRC51D61;BRC944B2;DACA-CP1-1;DACA-CP4-1;DTST-LTE-LA-A;DTST-ONE-ADA-A;DTST-TOU-ADA-A;AZAI6WSCDKB;AZAI6WSPDKC;BRC51D61;BRC944B2;DACA-CP1-1;DACA-CP4-1;DTST-LTE-LA-A;DTST-ONE-ADA-A;DTST-TOU-ADA-A | Equipment/Mini-Split/Mini-Split Fan Coils
GLZS5BA3010 | Goodman | Unitary | Split Heat Pump | Unitary Split System | Heat Pump | Equipment | Outdoor | Residential-Single Family | GLZS5B | GLZS5B | Goodman Split Heat Pump 16 SEER2, Single Stage | 16 SEER2 | High-Effciency, Communication, Split System Heat Pump Up to 16 SEER2 & 8.2 HSPF2 | Meets the 2023 M1 Test Standards | High-efficiency scroll compressor;SmartShiftÂ® technology to ensure quiet reliable defrost;Enhanced aluminum fin with coil-5mm diameter copper tubes in 1.5T-3.5T;Enhanced aluminum fin coil with 7mm diameter copper tubes 4.0-5.0 ton;Single-speed PSC condenser fan motor;Factory-installed suction-line accumulator;Factory-installed compressor crankcase heater;Factory-installed high-capacity muffler;High- and low-pressure switches;Service valves with sweat connections and easy access to gauge ports;Fully charged for 15â€™ of tubing length;Fully enclosed contactor;Ground lug connection;Capacitor with extended life; AHRI Certified; ETL Listed | Removable grille style top design compliant with UL 60335-2-40;Steel louver coil guard;Heavy-gauge galvanized-steel cabinet;Attractive Architectural Gray powder-paint finish with 500-hour salt-spray approval;Top and side maintenance access;Single panel access to controls with space provided for field-installed accessories;When properly anchored, meets the 2023 Florida Building Code unit integrity requirements for hurricane-type winds (Anchor bracket kits available.) | Ducted | No | Non-Communicating |  | EAR99 |  | Yes |  |  | R32 Outdoor |  | 663051737655 | EA | 1 | USA | 8415.90.8065 | 8415.90.90.00 | Goodman GLZS5B Split Heat Pump 16 SEER2, Single Stage, 2.5 Ton, Non-Communicating | 16 SEER2 HP R32, 2.5 Ton | [12 empty] | 12.5 |  |  | Yes | 30000 Btu/H |  | 7.8 |  |  | 7.8 | [6 empty] | 15.2 | [6 empty] | Yes | GLZS5BA3010 | [6 empty] | 125 Â°F | 55 Â°F | [6 empty] | 70 Â°F | -20 Â°F |  |  |  |  | 95 Â°F | 75 Â°F |  |  | 47 Â°F | 43 Â°F | [18 empty] | 25 A |  |  | 17.1 A |  |  |  |  | 60 Hz | 1 Ph |  | 208/230 V | 12.9 A | [19 empty] | Single Stage | Scroll | [11 empty] | 35.5 in | 39.5 in | 35.5 in | [7 empty] | TXV | [26 empty] | 73 dBA | [17 empty] | 215 lb | [24 empty] | 28600 Btu/H | [9 empty] | 2.5 |  | 0.55 |  | 94 oz | [9 empty] | 3/8 in |  |  |  | 15 ft | R-32 | 200 ft | 79 ft |  |  | 3/4 in | [5 empty] | Yes | CTN | 1 | 37.00 in | 42.00 in | 37.00 in |  |  |  | 37.00 in | 42.00 in | 37.00 in | 37.00 in | 42.00 in | 37.00 in |  | 57498.000 inÂ³ | 0.0000 | 57498.000 inÂ³ |  | 229.000 lb |  | 229.000 lb | ALL PARTS - 5 YEARS PARTS | ALL PARTS - 10 YEARS PARTS | ALL PARTS - 10 YEARS PARTS | [6 empty] | ALL PARTS - 5 YEARS PARTS | ALL PARTS - 5 YEARS PARTS | ALL PARTS - 5 YEARS PARTS |  |  |  |  | Goodman Split Heat Pump 16 SEER2, Single Stage | Goodman GLZS5B Split Heat Pump 16 SEER2 & 7.8 HSPF, Single Stage, 2.5 Ton, Non-Communicating | Goodman GLZS5B Split Heat Pump 16 SEER2 & 7.8 HSPF, Single Stage, 2.5 Ton, Non-Communicating | Active | 0161R00128;ABK-20;CSR-U-1;FSK01A;OT18-60A;TXV-FX-KX-3T;0161R00128 | Equipment/Residential Split System/Split Heat Pump
GD9S961205DN | Goodman | Unitary | Gas Furnace | Unitary Split System | Heating Only | Equipment | Indoor | Residential-Single Family | GD9S96 |  | Goodman 96% AFUE Gas Furnace Multi Speed ECM, Single Stage | 0.96 | Single Stage Multi-Speed ECM Downflow Gas Furnace Up to 96% AFUE | 1. High reliabilitynd quality;2. Faster condensate water drainagend no unit water leakage;3. Durablend long igniter life;4. Provisions for electronicir cleanernd humidifier;5. Energy Efficientnd quiet circulation;6. Lower NOx emission;7. Self-diagnostic control board with constant memory;8. Meets the performance requirements forHRI certificationnd complies with ETL Northmerican safety standards;9. Operates on two-stage or single-stage thermostats;10. Easy Connection for EACnd Humidifier | Heavy-dutyluminized-steel tubular heat exchanger;Stainless-steel secondary heat exchanger;Single-stage gas valve;Durable Silicon Nitride igniter;Quiet single-speed induced draft blower;Self-diagnostic control board with constant memory fault code history output to LED;All models comply with California 40 ng/J Low NOx emissions standard;Can no longer be installed in Californiaâ€™s South Coastir Quality Management District (SCAQMD) on orfter October 1, 2019;AHRI Certified; ETL Listed |  | Ducted | No |  |  | EAR99 | [6 empty] | 663051686137 | EA | 4 | USA | 7322.90.0015 | 7322.90.10.21 | Goodman 96% AFUE Gas Furnace Multi Speed ECM, Single Stage, Downflow/Horizontal, 120000 BTUH/H, Low NOx | fer cf furnace | 96 % | [33 empty] | Downflow/Horizontal | Yes | GD9S961205DN | [31 empty] | 45-75 Â°F | [12 empty] | 25 A |  |  | 16.7 A |  |  |  |  | 60 Hz | 1 Ph |  | 115 V | [29 empty] | 11 in | 11 in |  |  | 28 in | 33-3/8 in | 24-1/2 in | [14 empty] | Air Cooled | [7 empty] | Multi Speed ECM |  |  |  |  | Low NOx | [24 empty] | 156 lb |  | 1 metric hp | [26 empty] | 120000 Btu | 115320 | [9 empty] | Single Stage | [24 empty] | Yes | CTN | 1 | 30.00 in | 38.50 in | 25.50 in |  |  |  | 60.00 in | 38.50 in | 51.00 in | 30.00 in | 38.50 in | 25.50 in |  | 29452.500 inÂ³ | 0.0000 | 29452.500 inÂ³ |  | 153.500 lb |  | 153.500 lb | ALL PARTS - 5 YEARS PARTS;HEAT EXCHANGER - 20 YEARS PARTS | HEAT EXCHANGER - 20 YEARS PARTS;ALL PARTS - 10 YEARS PARTS | HEAT EXCHANGER - LIFETIME PARTS;HEAT EXCHANGER - 20 YEARS PARTS;HEAT EXCHANGER - 79 YEARS PARTS;ALL PARTS - 10 YEARS PARTS;ALL PARTS - 10 YEARS PARTS |  |  | HEAT EXCHANGER - 10 YEARS UNIT REPLACEMENT;HEAT EXCHANGER - 10 YEARS UNIT REPLACEMENT |  |  |  | ALL PARTS - 5 YEARS PARTS;HEAT EXCHANGER - 20 YEARS PARTS | ALL PARTS - 5 YEARS PARTS;HEAT EXCHANGER - 20 YEARS PARTS | ALL PARTS - 5 YEARS PARTS;HEAT EXCHANGER - 20 YEARS PARTS |  |  |  |  | Goodman 96% AFUE Gas Furnace Multi Speed ECM, Single Stage | Goodman 96% AFUE Gas Furnace Multi Speed ECM, Single Stage, Downflow/Horizontal, 120000 BTUH/H, Low NOx | Goodman 96% AFUE Gas Furnace Multi Speed ECM, Single Stage, Downflow/Horizontal, 120000 BTUH/H, Low NOx | Active |  | Equipment/Residential Split System/Gas Furnace
GD9S961005CN | Goodman | Unitary | Gas Furnace | Unitary Split System | Heating Only | Equipment | Indoor | Residential-Single Family | GD9S96 |  | Goodman 96% AFUE Gas Furnace Multi Speed ECM, Single Stage | 0.96 | Single Stage Multi-Speed ECM Downflow Gas Furnace Up to 96% AFUE | 1. High reliabilitynd quality;2. Faster condensate water drainagend no unit water leakage;3. Durablend long igniter life;4. Provisions for electronicir cleanernd humidifier;5. Energy Efficientnd quiet circulation;6. Lower NOx emission;7. Self-diagnostic control board with constant memory;8. Meets the performance requirements forHRI certificationnd complies with ETL Northmerican safety standards;9. Operates on two-stage or single-stage thermostats;10. Easy Connection for EACnd Humidifier | Heavy-dutyluminized-steel tubular heat exchanger;Stainless-steel secondary heat exchanger;Single-stage gas valve;Durable Silicon Nitride igniter;Quiet single-speed induced draft blower;Self-diagnostic control board with constant memory fault code history output to LED;All models comply with California 40 ng/J Low NOx emissions standard;Can no longer be installed in Californiaâ€™s South Coastir Quality Management District (SCAQMD) on orfter October 1, 2019;AHRI Certified; ETL Listed |  | Ducted | No |  |  | EAR99 | [6 empty] | 663051686120 | EA | 4 |  |  |  | Goodman 96% AFUE Gas Furnace Multi Speed ECM, Single Stage, Downflow/Horizontal, 100000 BTUH/H, Low NOx | fer cf furnace | 96 % | [33 empty] | Downflow/Horizontal | No | GD9S961005CN | [31 empty] | 40-70 Â°F | [12 empty] | 25 A |  |  | 16.7 A |  |  |  |  | 60 Hz | 1 Ph |  | 115 V | [29 empty] | 11 in | 10 in |  |  | 28 in | 33-3/8 in | 21 in | [14 empty] | Air Cooled | [7 empty] | Multi Speed ECM |  |  |  |  | Low NOx | [24 empty] | 144 lb |  | 1 metric hp | [26 empty] | 100000 Btu | 95000 | [9 empty] | Single Stage | [24 empty] | Yes | CTN | 1 | 30.00 in | 38.50 in | 22.00 in |  |  |  | 60.00 in | 38.50 in | 44.00 in | 30.00 in | 38.50 in | 22.00 in |  | 25410.000 inÂ³ | 0.0000 | 25410.000 inÂ³ |  | 141.000 lb |  | 141.000 lb | ALL PARTS - 5 YEARS PARTS;HEAT EXCHANGER - 20 YEARS PARTS | ALL PARTS - 10 YEARS PARTS;HEAT EXCHANGER - 20 YEARS PARTS | HEAT EXCHANGER - 79 YEARS PARTS;HEAT EXCHANGER - LIFETIME PARTS;ALL PARTS - 10 YEARS PARTS;ALL PARTS - 10 YEARS PARTS;HEAT EXCHANGER - 20 YEARS PARTS |  |  | HEAT EXCHANGER - 10 YEARS UNIT REPLACEMENT;HEAT EXCHANGER - 10 YEARS UNIT REPLACEMENT |  |  |  | ALL PARTS - 5 YEARS PARTS;HEAT EXCHANGER - 20 YEARS PARTS | ALL PARTS - 5 YEARS PARTS;HEAT EXCHANGER - 20 YEARS PARTS | ALL PARTS - 5 YEARS PARTS;HEAT EXCHANGER - 20 YEARS PARTS |  |  |  |  | Goodman 96% AFUE Gas Furnace Multi Speed ECM, Single Stage | Goodman 96% AFUE Gas Furnace Multi Speed ECM, Single Stage, Downflow/Horizontal, 100000 BTUH/H, Low NOx | Goodman 96% AFUE Gas Furnace Multi Speed ECM, Single Stage, Downflow/Horizontal, 100000 BTUH/H, Low NOx | Active |  | Equipment/Residential Split System/Gas Furnace
CAPFA6030D3 | Corporate | Unitary | Coil | Unitary Split System | Cooling Only | Equipment | Indoor | Residential-Single Family | CAPFA_32 | CAPFA AlumaFin7â„¢ | CAPFA AlumaFin7â„¢ Evaporator Coil, Upflow/Downflow, 5 Ton |  | CAPFA AlumaFin7â„¢ Evaporator Coil |  | All-Aluminum evaporator coil;Optimized for use with R-32 refrigerant including circuits and manifolds;R-32 sensor designed for the life span of the coil;Factory-installed optimized metering device (piston);Standardized copper suction tube stub length;21" depth for easier attic access;Single front access panel;Foil-faced insulation covers the internal casing to reduce cabinet condensation;Vertical application;Galvanized, leather grain-embossed finish;Rust resistant, thermoplastic drain pans featuring a low water-retention design;DecaBDE-free thermoplastic drain pan with secondary drain connections;Drain pan rails designed to remove and reposition coils with ease without compromising structural integrity;UV-resistant drain pan;AHRI certified;ETL listed |  | Ducted | No |  |  | EAR99 | [6 empty] | 663051696341 | EA | 8 | USA | 8415.90.8025 | 8415.90.90.00 | CAPFA AlumaFin7â„¢ Cased Aluminum Evaporator Coil, Upflow/Downflow, 4-5.0 Ton, 30 in Cabinet with Orifice Expansion | 5T Cased Upflow/Downflow R-32 Coil | [35 empty] | Yes | CAPFA6030D3 | [72 empty] | Painted | Cased | [15 empty] | 24.5 in | 21 in | 30 in |  |  |  |  | 3 | 17 |  | Orifice | [79 empty] | 5 | 4;5.0 |  | 3/4 in | [7 empty] | 7/8 in |  |  | 3/8 in |  |  |  |  | R-32 | [10 empty] | Yes | CTN | 1 | 26.75 in | 32.25 in | 26.00 in |  |  |  | 55.00 in | 69.00 in | 54.00 in | 26.75 in | 32.25 in | 26.00 in |  | 22429.875 inÂ³ | 0.0000 | 22429.875 inÂ³ |  | 74.000 lb |  | 74.000 lb | ALL PARTS - 5 YEARS PARTS | ALL PARTS - 10 YEARS PARTS | ALL PARTS - 10 YEARS PARTS | 10 YEARS UNIT REPLACEMENT | 5 YEARS UNIT REPLACEMENT | 10 YEARS UNIT REPLACEMENT | [10 empty] | CAPFA AlumaFin7â„¢ Evaporator Coil, Upflow/Downflow, 5 Ton | CAPFA AlumaFin7â„¢ Evaporator Coil, Upflow/Downflow, 5 Ton | CAPFA AlumaFin7â„¢ Cased Aluminum Evaporator Coil, Upflow/Downflow, 4-5.0 Ton, 30 in Cabinet with Orifice Expansion | Active |  | Equipment/Residential Split System/Coil
MBVC1201AA-1 | Corporate | Unitary | Air Handler | Unitary Split System | Air Handler | Equipment | Indoor | Residential-Single Family | MBVC_1 | MBVC | MBVC Modular Blower, Variable Speed ECM |  | Multi-Position, Variable-Speed ECM-Based, Modular Blower ComfortBridgeâ„¢ Compatible |  | 1. Variable-speed ECM blower motor;2. Integrated communicating ComfortBridgeâ„¢ technology;3. Commissioning and diagnostics via on board Bluetooth with the CoolCloud phone and tablet application. ;4. Advanced configuration of the airflow and tonnage in communicating mode;5. Provides constant CFM over a wide range of static pressure conditions independent of duct system;6. CFM indicator;7. Provides adjustable low CFM for efficient fan-only operation;8. Improved humidity and comfort control;9. Built-in compatibility with multi-stage heat pump and cooling applications;10. 3 kW â€“ 21 kW electric heat kits;11. Blower section usable as electric heater;12. AHRI certified;13. ETL listed | 1. Horizontal or vertical configuration capabilities;2. 21" depth for easier attic access;3. Foil-faced insulation covers the internal casing to reduce cabinet condensation;4. Galvanized, leather grain-embossed finish;5. Cabinet air leakage less than 2% at 1.0 inch H20 when tested in accordance with ASHRE standard 193;6. Cabinet air leakage less than 1.4% at 0.5 inch H20 when tested in accordance with ASHRE standard 193 | Ducted Multi-position | Yes | ComfortBridge Technology compatible |  | EAR99 |  |  |  | 803 $ |  | Yes | 663051597440 | EA | 8 | USA | 8414.59.6560 | 8414.59.00.92 | MBVC Ducted Multi-position Modular Blower, Variable Speed ECM Motor, 1200 CFM, Cabinet, ComfortBridge Technology compatible | modular blower | [34 empty] | Upflow/Downflow/Horizontal | Yes | MBVC1201AA-1 | [36 empty] | AC | [7 empty] | 15 A |  | 253 V |  | 197 V |  |  |  | 60 Hz | 1 Ph |  | 208-230 V |  |  | 1200 ftÂ³/min | [26 empty] | 10 in | 6 in | [5 empty] | Electric | [6 empty] | TXV | [14 empty] | Variable Speed ECM | [94 empty] | Yes | CTN | 1 | 26.00 in | 29.00 in | 20.00 in |  |  |  | 54.00 in | 62.50 in | 41.00 in | 26.00 in | 29.00 in | 20.00 in | 0 inÂ³ | 15080.000 inÂ³ | 0.0000 | 15080.000 inÂ³ | 0 inÂ³ | 70.000 lb |  | 70.000 lb | ALL PARTS - 5 YEARS PARTS | ALL PARTS - 10 YEARS PARTS | ALL PARTS - 10 YEARS PARTS | [6 empty] | ALL PARTS - 5 YEARS PARTS | ALL PARTS - 5 YEARS PARTS | ALL PARTS - 5 YEARS PARTS |  |  |  |  | MBVC Air Handler, Variable Speed ECM Motor | MBVC Air Handler, Variable Speed ECM Motor, 1200 CFM | MBVC Ducted Multi-position Modular Blower, Variable Speed ECM Motor, 1200 CFM, Cabinet, ComfortBridge Technology compatible | Active | HKR-03;HKR-06 | Equipment/Residential Split System/Air Handler
CHPTA4230C3 | Corporate | Unitary | Coil | Unitary Split System | Cooling Only | Equipment | Indoor | Residential-Single Family | CHPTA_3 | CHPTA AlumaFin7â„¢ | CHPTA AlumaFin7â„¢ Evaporator Coil, Horizontal A, Ton | 13.4 SEER2 | CHPTA AlumaFin7â„¢ Evaporator Coil | Factory-installed thermal expansion valves for cooling and heat pump applications | All-Aluminum evaporator coil;Optimized for use with R-32 refrigerant including circuits and manifold including circuits and manifolds;R-32 sensor designed for the life span of the coil;Factory-installed thermal expansion valves for cooling and heat pump applications;Standardized copper suction tube stub length;Check flowrator for cooling and heat pump applications;Horizontal application;21" depth for easier attic access;Single front access panel;Foil-faced insulation covers the internal casing to reduce cabinet condensation;Galvanized, leather grain-embossed finish;Rust resistant, thermoplastic drain pan featuring a low water-retention design;DecaBDE-free thermoplastic drain pan with secondary drain connections;Drain pan rails designed to remove and reposition coils with ease without compromising structural integrity;UV-resistant drain pan;AHRI certified;ETL Listed | Single front access panelFoil-faced insulation covers the internal casing to reduce cabinet condensationGalvanized, leather grain-embossed finish | Ducted | No |  |  | EAR99 | [6 empty] | 663051688544 | EA | 4 | USA | 8415.90.8025 | 8415.90.90.00 | CHPTA AlumaFin7â„¢ Cased Aluminum Evaporator Coil, Horizontal A, 2.5-3.5 Ton, 30 in Cabinet with TXV Expansion | 3.5T Cased Horizontal Evaporator R-32 Coil with TXV | [35 empty] | Yes | CHPTA4230C3 | [72 empty] | Painted | Cased | [15 empty] | 21 in | 21 in | 30 in | [7 empty] | TXV | [80 empty] | 2.5;3.5 | [9 empty] | 7/8 in |  |  | 3/8 in |  |  |  |  | R-32 | [10 empty] | Yes | CTN | 1 | 32.50 in | 23.50 in | 26.50 in |  |  |  | 34.00 in | 51.50 in | 54.00 in | 32.50 in | 23.50 in | 26.50 in |  | 20239.375 inÂ³ | 0.0000 | 20239.375 inÂ³ |  | 72.000 lb |  | 72.000 lb | ALL PARTS - 5 YEARS PARTS | ALL PARTS - 10 YEARS PARTS | ALL PARTS - 10 YEARS PARTS | 10 YEARS UNIT REPLACEMENT | 5 YEARS UNIT REPLACEMENT | 10 YEARS UNIT REPLACEMENT |  |  |  | ALL PARTS - 5 YEARS PARTS | ALL PARTS - 5 YEARS PARTS | ALL PARTS - 5 YEARS PARTS | 5 YEARS UNIT REPLACEMENT | 5 YEARS UNIT REPLACEMENT | 5 YEARS UNIT REPLACEMENT |  | CHPTA AlumaFin7â„¢ Evaporator Coil, Horizontal A, Ton | CHPTA AlumaFin7â„¢ Evaporator Coil, Horizontal A, Ton | CHPTA AlumaFin7â„¢ Cased Aluminum Evaporator Coil, Horizontal A, 2.5-3.5 Ton, 30 in Cabinet with TXV Expansion | Active | 0230K00007;0230K00044;HHCMK01;0230K00007;0230K00044;HHCMK01 | Equipment/Residential Split System/Coil
GR9S800604BX | Goodman | Unitary | Gas Furnace | Unitary Split System | Heating Only | Equipment | Indoor | Residential-Single Family | GR9S80 |  | Goodman 80% AFUE Gas Furnace Multi Speed ECM, Single Stage | 0.8 | Single-Stage Multi-Speed ECM Gas Furnace Up to 80% AFUE | High reliabilitynd quality;Durablend long-igniter life;Provisions for electronicir cleanernd humidifier;Energy Efficientnd quiet circulation;Self-diagnostic control board with constant memory;Simple installationnd setup;Quietnd simple operation | 1. Heavy-dutyluminized-steel tubular heat exchanger;2. "Silicon Nitride igniter";3. Color-coded low-voltage terminals;4. Multi-speed ECM blower motor with continuous fan speed;5. Fault code LED Output;6. Single-Stage gas Valve;7. Single-speed inducer draft blower |  | Ducted |  |  |  | EAR99 | [6 empty] | 663051684874 | EA | 4 |  |  |  | Goodman 80% AFUE Gas Furnace Multi Speed ECM, Single Stage, Upflow/Horizontal, 60000 BTUH/H, Low NOx | fer cf furnace | 80 % | [33 empty] | Upflow/Horizontal | No | GR9S800604BX | [31 empty] | 20-50 Â°F | [12 empty] | 15 A |  |  | 12.45 A |  |  |  |  | 60 Hz | 1 Ph |  | 115 V | [29 empty] | 10 in | 8 in |  |  | 28 in | 33-3/8 in | 17-1/2 in | [14 empty] | Air Cooled | [7 empty] | Multi Speed ECM |  |  |  |  | Low NOx | [24 empty] | 108 lb |  | 3/4 metric hp | [26 empty] | 60000 Btu | 48,000 | [9 empty] | Single Stage | [24 empty] | Yes | CTN | 1 | 30.00 in | 35.50 in | 18.50 in |  |  |  | 60.00 in | 35.50 in | 37.00 in | 30.00 in | 35.50 in | 18.50 in |  | 19702.500 inÂ³ | 0.0000 | 19702.500 inÂ³ |  | 160.000 lb |  | 160.000 lb | ALL PARTS - 5 YEARS PARTS;HEAT EXCHANGER - 20 YEARS PARTS | ALL PARTS - 10 YEARS PARTS;HEAT EXCHANGER - 20 YEARS PARTS | HEAT EXCHANGER - LIFETIME PARTS;HEAT EXCHANGER - 79 YEARS PARTS;HEAT EXCHANGER - 20 YEARS PARTS;ALL PARTS - 10 YEARS PARTS;ALL PARTS - 10 YEARS PARTS | [6 empty] | ALL PARTS - 5 YEARS PARTS;HEAT EXCHANGER - 20 YEARS PARTS | HEAT EXCHANGER - 20 YEARS PARTS;ALL PARTS - 5 YEARS PARTS | ALL PARTS - 5 YEARS PARTS;HEAT EXCHANGER - 20 YEARS PARTS |  |  |  |  | Goodman 80% AFUE Gas Furnace Multi Speed ECM, Single Stage | Goodman 80% AFUE Gas Furnace Multi Speed ECM, Single Stage, Upflow/Horizontal, 60000 BTUH/H, Low NOx | Goodman 80% AFUE Gas Furnace Multi Speed ECM, Single Stage, Upflow/Horizontal, 60000 BTUH/H, Low NOx | Active |  | Equipment/Residential Split System/Gas Furnace
CAPFA3022D3 | Corporate | Unitary | Coil | Unitary Split System | Cooling Only | Equipment | Indoor | Residential-Single Family | CAPFA_32 | CAPFA AlumaFin7â„¢ | CAPFA AlumaFin7â„¢ Evaporator Coil, Upflow/Downflow, 2.5 Ton |  | CAPFA AlumaFin7â„¢ Evaporator Coil |  | All-Aluminum evaporator coil;Optimized for use with R-32 refrigerant including circuits and manifolds;R-32 sensor designed for the life span of the coil;Factory-installed optimized metering device (piston);Standardized copper suction tube stub length;21" depth for easier attic access;Single front access panel;Foil-faced insulation covers the internal casing to reduce cabinet condensation;Vertical application;Galvanized, leather grain-embossed finish;Rust resistant, thermoplastic drain pans featuring a low water-retention design;DecaBDE-free thermoplastic drain pan with secondary drain connections;Drain pan rails designed to remove and reposition coils with ease without compromising structural integrity;UV-resistant drain pan;AHRI certified;ETL listed |  | Ducted | No |  |  | EAR99 | [6 empty] | 663051696266 | EA | 12 |  |  |  | CAPFA AlumaFin7â„¢ Cased Aluminum Evaporator Coil, Upflow/Downflow, 2-2.5 Ton, 22 in Cabinet with Orifice Expansion | 2.5T Cased Upflow/Downflow R-32 Coil | [35 empty] | No | CAPFA3022D3 | [72 empty] | Painted | Cased | [15 empty] | 24.5 in | 21 in | 22 in |  |  |  |  | 3 | 17 |  | Orifice | [79 empty] | 2.5 | 2;2.5 |  | 3/4 in | [7 empty] | 3/4 in |  |  | 3/8 in |  |  |  |  | R-32 | [10 empty] | Yes | CTN | 1 | 27.00 in | 25.00 in | 26.00 in |  |  |  | 55.00 in | 78.00 in | 53.00 in | 27.00 in | 25.00 in | 26.00 in |  | 17550.000 inÂ³ | 0.0000 | 17550.000 inÂ³ |  | 54.000 lb |  | 54.000 lb | ALL PARTS - 5 YEARS PARTS | ALL PARTS - 10 YEARS PARTS | ALL PARTS - 10 YEARS PARTS | 10 YEARS UNIT REPLACEMENT | 5 YEARS UNIT REPLACEMENT | 10 YEARS UNIT REPLACEMENT | [10 empty] | CAPFA AlumaFin7â„¢ Evaporator Coil, Upflow/Downflow, 2.5 Ton | CAPFA AlumaFin7â„¢ Evaporator Coil, Upflow/Downflow, 2.5 Ton | CAPFA AlumaFin7â„¢ Cased Aluminum Evaporator Coil, Upflow/Downflow, 2-2.5 Ton, 22 in Cabinet with Orifice Expansion | Active | DPICX-DB | Equipment/Residential Split System/Coil
GLXS4MA1810 | Goodman | Unitary | Split Air Conditioner | Unitary Split System | Cooling Only | Equipment | Outdoor | Residential-Single Family | GLXS4M | GLXS4M | Goodman Split Air Conditioner 14.3 SEER2, Single Stage | 14.3 SEER2 | ENERGY-Efficienct Multi-Family R-32 Split System Air Conditioner, Up to 15.2 SEER2, 1Â½ To 3 Tons |  | High-Efficiency Scroll Compressor;Factory-installed filter drier;Fully charged for 15â€™ of tubing length;5mm diameter copper tube/enhanced aluminum fin coil;Service valves with sweat connectionsand easy-to-access gauge ports;Enclosed contactor with lug connection;Ground lug connection;High-pressure switch;AHRI Certified;ETL Listed | Removable grille style top style grilldesign compatible with UL 60335-2-40;Heavy-gauge galvanized-steel cabinet;Attractive Architectural Gray powder-paintfinish with 500-hour salt-spray approva;Steel louver coil guard;Single-panel access to controls with spaceprovided for field-installed accessories;When properly anchored, meets the 2023 FloridaBuilding Code unit integrity requirements forhurricane-type winds (Anchor bracket kits available.) |  | No | Non-Communicating |  | EAR99 | [6 empty] | 663051692091 | EA | 2 | USA | 8415.90.8065 | 8515.90.90.00 | Goodman Split Air Conditioner 14.3 SEER2, Single Stage, 1.5 Ton, Non-Communicating | 14.3 SEER2 R-32 AC, 1.5T |  |  | 18000 Btu/H | [9 empty] | 11.7 |  |  | No | [12 empty] | 14.3 | [6 empty] | Yes | GLXS4MA1810 | [6 empty] | 125 Â°F | 55 Â°F | [12 empty] | 95 Â°F | 75 Â°F | [22 empty] | 15 A |  |  | 11.1 A |  |  |  |  | 60 Hz | 1 Ph |  | 208/240 V | 8.32 A | [19 empty] | Single Stage | Scroll | [11 empty] | 26 in | 26 in | 27 in | [34 empty] | 73 dBA | [17 empty] | 73 lb | [11 empty] | 17600 Btu/H | [22 empty] | 1.5 |  | 0.55 |  | 54 oz | [9 empty] | 3/8 in |  |  |  | 15 ft | R-32 | 200 ft | 79 ft |  |  | 3/4 in | [5 empty] | Yes | CTN | 1 | 27.50 in | 29.50 in | 27.50 in |  |  |  | 27.50 in | 29.50 in | 55.00 in | 27.50 in | 29.50 in | 27.50 in |  | 22309.375 inÂ³ | 0.0000 | 22309.375 inÂ³ |  | 140.000 lb |  | 140.000 lb | ALL PARTS - 5 YEARS PARTS | ALL PARTS - 10 YEARS PARTS | ALL PARTS - 10 YEARS PARTS | [6 empty] | ALL PARTS - 5 YEARS PARTS | ALL PARTS - 5 YEARS PARTS | ALL PARTS - 5 YEARS PARTS |  |  |  |  | Goodman Split Air Conditioner 14.3 SEER2, Single Stage | Goodman Split Air Conditioner 14.3 SEER2, Single Stage, 1.5 Ton, Non-Communicating | Goodman Split Air Conditioner 14.3 SEER2, Single Stage, 1.5 Ton, Non-Communicating | Active | 0130R00000S;0161R00128;ABK-20;ASC01A;CSR-U-1;FSK01A;LAKT01;LSK02A | Equipment/Residential Split System/Split Air Conditioner
GLXS4BA3010 | Goodman | Unitary | Split Air Conditioner | Unitary Split System | Cooling Only | Equipment | Outdoor | Residential-Single Family | GLXS4B | GLXS4B | Goodman Split Air Conditioner 14.3 SEER2, Single Stage | 14.3 SEER2 | Energy-Efficient Classic R-32 Split System Air Conditioner, 14.3 SEER2, 1Â½ To 5 Tons |  | High efficiency scroll compressor;High-density foam compressor sound blanket;Advanced CopelandÂ® CoreSenseâ„¢ Technology;Fully charged for 15' of tubing length;Copper tube/ enhanced aluminum fin coil-5mm diameter;Factory-installed filter drier;Sweat connection service valves with easy access to gauge ports;Enclosed contactor with lug connection;High-pressure switch;Capacitors with extended life;AHRI Certified;ETL Listed | Removable grille-style top designcompliant with UL 60335-2-40;Venturi for increased velocity of airflow;Attractive Architectural Gray powder-paintfinish with 500-hour salt-spray approval;Wire fan discharge grille;Steel louver coil guard;Top and side maintenance access;Single-panel access to controls with space provided for field-installed accessories;When properly anchored, meets the 2023 Florida Building Code unit integrity requirements for hurricane-type winds (Anchor bracket kits available.) |  | No | Non-Communicating |  | EAR99 | [6 empty] | 663051691643 | EA | 2 | USA | 8415.90.8085 | 8415.90.90.00 | Goodman Split Air Conditioner 14.3 SEER2, Single Stage, 2.5 Ton, Non-Communicating | 14.3 SEER2 R-32 AC, 2.5T |  |  | 30000 Btu/H | [9 empty] | 11.7 |  |  | No | [12 empty] | 14.3 | [6 empty] | Yes | GLXS4BA3010 | [6 empty] | 125 Â°F | 55 Â°F | [12 empty] | 95 Â°F | 75 Â°F | [22 empty] | 25 A |  |  | 14.950000000000001 A |  |  |  |  | 60 Hz | 1 Ph |  | 208/240 V | 11.200000000000001 A | [19 empty] | Single Stage | Rotary | [11 empty] | 29 in | 32 in | 29 in | [34 empty] | 71 dBA | [17 empty] | 68 lb | [11 empty] | 28600 Btu/H | [22 empty] | 2.5 |  | 0.55 |  | 63 oz | [9 empty] | 3/8 in |  |  |  | 15 ft | R-32 | 200 ft | 79 ft |  |  | 3/4 in | [5 empty] | Yes | CTN | 1 | 30.50 in | 34.50 in | 30.00 in |  |  |  | 30.50 in | 34.50 in | 60.00 in | 30.50 in | 34.50 in | 30.00 in |  | 31567.500 inÂ³ | 0.0000 | 31567.500 inÂ³ |  | 167.000 lb |  | 167.000 lb | ALL PARTS - 5 YEARS PARTS | ALL PARTS - 10 YEARS PARTS | ALL PARTS - 10 YEARS PARTS | [6 empty] | ALL PARTS - 5 YEARS PARTS | ALL PARTS - 5 YEARS PARTS | ALL PARTS - 5 YEARS PARTS |  |  |  |  | Goodman Split Air Conditioner 14.3 SEER2, Single Stage | Goodman Split Air Conditioner 14.3 SEER2, Single Stage, 2.5 Ton, Non-Communicating | Goodman Split Air Conditioner 14.3 SEER2, Single Stage, 2.5 Ton, Non-Communicating | Active | 0130R00000S;0161R00128;ABK-20;ASC01A;FSK01A;LAKT01;LSK02A | Equipment/Residential Split System/Split Air Conditioner
GLZS4BA3010 | Goodman | Unitary | Split Heat Pump | Unitary Split System | Heat Pump | Equipment | Outdoor | Residential-Single Family | GLZS4B | GLZS4B | Goodman Split Heat Pump 15.2 SEER2, Single Stage | 15.2 SEER2 | Energy-Efficient Standard Family R-32 Split System Heat Pump, up to 15.2 SEER2 and 7.8 HSPF2, 1-1/2 to 5Tons | Meets the 2023 M1 Test Standards | High-Efficiency Compressor;SmartShift technology to ensure quiet reliable defrost;Factory-installed bi-flow liquid line filter drier;Factory-installed suction-line accumulator;Factory-installed compressor crankcase heater;Factory-installed high-capacity muffler;Enhanched aluminum fin coil with 5mm diameter coper tubes in 1.5 -to 3.5 ton;Enhanched aluminum fin coil with 7mm diameter coper tubes in 4.0 -to 5.0 ton;High and low-pressure switches;Fully charged for 15â€™ of tubing length;Service valves with sweat connections and easy-to-access gauge ports;Fully enclosed contactor with lug connection;Ground lug connection;Single-speed PSC condenser fan motor;Capacitor with extended life;AHRI Certified;ETL Listed | Removable grille style top design compliant with UL 60335-2-40;Steel louver coil guard;Heavy-gauge galvanized-steel cabinet;Attractive Architectural Gray powder-paint finish with 500-hour salt-spray approval;Top and side maintenance access;When properly anchored, meets the 2023 Florida Building Code unit integrity requirements for hurricane-type winds (Anchor bracket kits available | Ducted | No |  |  | EAR99 |  | Yes |  |  | R32 Outdoor |  | 663051689640 | EA | 2 | USA | 8415.90.8065 | 8415.90.90.00 | Goodman GLZS4B Split Heat Pump 15.2 SEER2, Single Stage, Ton, | 14.3 SEER2 HP R32, 2.5 Ton | [12 empty] | 12 |  |  | No | 30000 Btu/H |  | 7.8 | [9 empty] | 14.5 | [6 empty] | No | GLZS4BA3010 | [6 empty] | 125 Â°F | 55 Â°F | [6 empty] | 70 Â°F | -20 Â°F |  |  |  |  | 95 Â°F | 75 Â°F |  |  | 47 Â°F | 43 Â°F | [18 empty] | 25 A |  |  | 15 A |  |  |  |  | 60 Hz | 1 Ph |  | 208/240 V | 11.2 A | [19 empty] | Single Stage | Rotary | [11 empty] | 29 in | 39.5 in | 29 in | [7 empty] | TXV | [26 empty] | 77 dBA | [17 empty] | 174 lb | [11 empty] | 28400 Btu/H | [12 empty] | 28400 Btu/H | [11 empty] | 0.55 |  | 81 oz | [9 empty] | 3/8 in |  |  |  | 15 ft | R-32 | 200 ft | 79 ft |  |  | 3/4 in | [5 empty] | Yes | CTN | 1 | 30.50 in | 42.00 in | 30.00 in |  |  |  | 30.50 in | 42.00 in | 60.00 in | 30.50 in | 42.00 in | 30.00 in |  | 38430.000 inÂ³ | 0.0000 | 38430.000 inÂ³ |  | 194.000 lb |  | 194.000 lb | ALL PARTS - 5 YEARS PARTS | ALL PARTS - 10 YEARS PARTS | ALL PARTS - 10 YEARS PARTS | [6 empty] | ALL PARTS - 5 YEARS PARTS | ALL PARTS - 5 YEARS PARTS | ALL PARTS - 5 YEARS PARTS |  |  |  |  | Goodman Split Heat Pump 15.2 SEER2, Single Stage | Goodman GLZS4B Split Heat Pump 15.2 SEER2 & HSPF, Single Stage, Ton, | Goodman GLZS4B Split Heat Pump 15.2 SEER2 & HSPF, Single Stage, Ton, | Active | 0161R00128;ABK-20;ASC01A;CSR-U-1;FSK01A;LSK02A;OT18-60A;0161R00128 | Equipment/Residential Split System/Split Heat Pump
GD9S800603AN | Goodman | Unitary | Gas Furnace | Unitary Split System | Heating Only | Equipment | Indoor | Residential-Single Family | GD9S80 |  | Goodman 80% AFUE Gas Furnace Multi Speed ECM, Single Stage | 0.8 | Single-Stage Multi-Speed ECM Gas Furnace 80% AFUE | Higher reliabilitynd quality;Durablend long igniter life;Provisions for electronicir cleanernd humidifier;Energy Efficientnd quiet circulation;Self-diagnostic control board with constant memory;Simple installationnd setup;Quietnd simple operation | Heavy-duty stainless-steel tubular heat exchanger;"Silicon Nitride igniter";Color-coded low-voltage terminals;Multi-speed ECM blower motor with continuous fan speed;Fault code LED Output;Single-Stage gas Valve;Single-speed inducer draft blower |  | Ducted |  |  |  | EAR99 | [6 empty] | 663051684744 | EA | 6 |  |  |  | Goodman 80% AFUE Gas Furnace Multi Speed ECM, Single Stage, Downflow/Horizontal, 60000 BTUH/H, Non NOx Rated | fer cf furnace | 80 % | [33 empty] | Downflow/Horizontal | No | GD9S800603AN | [31 empty] | 30-60 Â°F | [12 empty] | 15 A |  |  | 8.7 A |  |  |  |  | 60 Hz | 1 Ph |  | 115 V |  |  |  | 991 ftÂ³/min | [25 empty] | 10 in | 6 in |  |  | 28 in | 33-3/8 in | 14 in | [14 empty] | Air Cooled | [7 empty] | Multi Speed ECM |  |  |  |  | Non NOx Rated | [24 empty] | 94 lb |  | 1/2 metric hp | [26 empty] | 60000 Btu | 48,000 | [9 empty] | Single Stage | [24 empty] | Yes | CTN | 1 | 30.00 in | 35.50 in | 15.00 in |  |  |  | 60.00 in | 35.50 in | 45.00 in | 30.00 in | 35.50 in | 15.00 in |  | 15975.000 inÂ³ | 0.0000 | 15975.000 inÂ³ |  | 96.000 lb |  | 96.000 lb | ALL PARTS - 5 YEARS PARTS;HEAT EXCHANGER - 20 YEARS PARTS | HEAT EXCHANGER - 20 YEARS PARTS;ALL PARTS - 10 YEARS PARTS | HEAT EXCHANGER - 79 YEARS PARTS;ALL PARTS - 10 YEARS PARTS;ALL PARTS - 10 YEARS PARTS;HEAT EXCHANGER - LIFETIME PARTS;HEAT EXCHANGER - 20 YEARS PARTS | [6 empty] | HEAT EXCHANGER - 20 YEARS PARTS;ALL PARTS - 5 YEARS PARTS | ALL PARTS - 5 YEARS PARTS;HEAT EXCHANGER - 20 YEARS PARTS | ALL PARTS - 5 YEARS PARTS;HEAT EXCHANGER - 20 YEARS PARTS |  |  |  |  | Goodman 80% AFUE Gas Furnace Multi Speed ECM, Single Stage | Goodman 80% AFUE Gas Furnace Multi Speed ECM, Single Stage, Downflow/Horizontal, 60000 BTUH/H, Non NOx Rated | Goodman 80% AFUE Gas Furnace Multi Speed ECM, Single Stage, Downflow/Horizontal, 60000 BTUH/H, Non NOx Rated | Active |  | Equipment/Residential Split System/Gas Furnace
GLXS4MA2410 | Goodman | Unitary | Split Air Conditioner | Unitary Split System | Cooling Only | Equipment | Outdoor | Residential-Single Family | GLXS4M | GLXS4M | Goodman Split Air Conditioner 14.3 SEER2, Single Stage | 14.3 SEER2 | ENERGY-Efficienct Multi-Family R-32 Split System Air Conditioner, Up to 15.2 SEER2, 1Â½ To 3 Tons |  | Removable grille-style top design compliant with UL 60335-2-40;Venturi for increased velocity of airflow;Attractive Architectural Gray powder-paint finish with 500-hour salt-spray approval;Wire fan discharge grille;Steel louver coil guard;Top and side maintenance access;Single-panel access to controls with space provided for field-installed accessories;When properly anchored, meets the 2023 Florida Building Code unit integrity requirements for hurricane-type winds (Anchor bracket kits available.) | High-Efficiency Scroll Compressor;Factory-installed filter drier;Fully charged for 15â€™ of tubing length;5mm diameter copper tube/enhanced aluminum fin coil;Service valves with sweat connections and easy-to-access gauge ports;Enclosed contactor with lug connection;Ground lug connection;High-pressure switch;AHRI Certified;ETL Listed |  | No | Non-Communicating |  | EAR99 | [6 empty] | 663051692107 | EA | 2 | USA | 8415.90.8065 | 8415.90.90.00 | Goodman Split Air Conditioner 14.3 SEER2, Single Stage, 2 Ton, Non-Communicating | 14.3 SEER2 R-32 AC, 2.0T |  |  | 24000 Btu/H | [9 empty] | 11.7 |  |  | No | [12 empty] | 14.3 | [6 empty] | Yes | GLXS4MA2410 | [6 empty] | 125 Â°F | 55 Â°F | [12 empty] | 95 Â°F | 75 Â°F | [22 empty] | 15 A |  |  | 13.5 A |  |  |  |  | 60 Hz | 1 Ph |  | 208/240 V | 10.24 A | [19 empty] | Single Stage | Scroll | [11 empty] | 26 in | 26 in | 32.5 in | [34 empty] | 69 dBA | [17 empty] | 69 lb | [11 empty] | 23600 Btu/H | [22 empty] | 2 |  | 0.55 |  | 58 oz | [9 empty] | 3/8 in |  |  |  | 15 ft | R-32 | 200 ft | 79 ft |  |  | 3/4 in | [5 empty] | Yes | CTN | 1 | 27.50 in | 34.50 in | 27.50 in |  |  |  | 27.50 in | 34.50 in | 55.00 in | 27.50 in | 34.50 in | 27.50 in |  | 26090.625 inÂ³ | 0.0000 | 26090.625 inÂ³ |  | 145.000 lb |  | 145.000 lb | ALL PARTS - 5 YEARS PARTS | ALL PARTS - 10 YEARS PARTS | ALL PARTS - 10 YEARS PARTS | [6 empty] | ALL PARTS - 5 YEARS PARTS | ALL PARTS - 5 YEARS PARTS | ALL PARTS - 5 YEARS PARTS |  |  |  |  | Goodman Split Air Conditioner 14.3 SEER2, Single Stage | Goodman Split Air Conditioner 14.3 SEER2, Single Stage, 2 Ton, Non-Communicating | Goodman Split Air Conditioner 14.3 SEER2, Single Stage, 2 Ton, Non-Communicating | Active | 0130R00000S;0161R00128;ABK-20;ASC01A;CSR-U-1;FSK01A;LAKT01;LSK02A | Equipment/Residential Split System/Split Air Conditioner
CAPTA6030C3 | Corporate | Unitary | Coil | Unitary Split System | Cooling Only | Equipment | Indoor | Residential-Single Family | CAPTA_3 | CAPTA AlumaFin7â„¢ | CAPTA AlumaFin7â„¢ Evaporator Coil, Upflow/Downflow, 5 Ton |  | CAPTA AlumaFin7â„¢ Evaporator Coil |  | All-Aluminum evaporator coil ;Optimized for use with R-32 refrigerant including circuits and manifolds;R-32 sensor designed for the life span of the coil;Factory-installed thermal expansion valves for cooling and heat pump applications;Standardized copper suction tube stub length;Check flowrator for cooling and heat pump applications;Vertical application;21" depth for easier attic access;Single front access panel;Foil-faced insulation covers the internal casing to reduce cabinet condensation;Galvanized, leather grain-embossed finish;Rust resistant, thermoplastic drain pan featuring a low water-retention design;DecaBDE-free thermoplastic drain pan with secondary drain connections;Drain pan rails designed to remove and reposition coils with ease without compromising structural integrity;UV-resistant drain pan;AHRI certified;ETL Listed |  | Ducted | No |  |  | EAR99 | [6 empty] | 663051688445 | EA | 8 | USA | 8415.90.8025 | 8415.90.90.00 | CAPTA AlumaFin7â„¢ Cased Evaporator Coil, Upflow/Downflow, 4.0-5.0 Ton, 21 in Cabinet with TXV Expansion | 5T Cased Upflow/Downflow R-32 Coil with TXV | [35 empty] | Yes | CAPTA6030C3 | [72 empty] | Painted | Cased | [15 empty] | 21 in | 30 in | 21 in | [7 empty] | TXV | [79 empty] | 5 | 4.0;5.0 |  | 3/4 in | [7 empty] | 7/8 in |  |  | 3/8 in |  |  |  |  | R-32 | [10 empty] | Yes | CTN | 1 | 26.00 in | 32.75 in | 23.50 in |  |  |  | 54.00 in | 70.00 in | 50.00 in | 26.00 in | 32.75 in | 23.50 in |  | 20010.250 inÂ³ | 0.0000 | 20010.250 inÂ³ |  | 71.000 lb |  | 71.000 lb | ALL PARTS - 5 YEARS PARTS | ALL PARTS - 10 YEARS PARTS | ALL PARTS - 10 YEARS PARTS | 10 YEARS UNIT REPLACEMENT | 5 YEARS UNIT REPLACEMENT | 10 YEARS UNIT REPLACEMENT |  |  |  | ALL PARTS - 5 YEARS PARTS | ALL PARTS - 5 YEARS PARTS | ALL PARTS - 5 YEARS PARTS | 5 YEARS UNIT REPLACEMENT | 5 YEARS UNIT REPLACEMENT | 5 YEARS UNIT REPLACEMENT |  | CAPTA AlumaFin7â„¢ Evaporator Coil, Upflow/Downflow, 5 Ton | CAPTA AlumaFin7â„¢ Evaporator Coil, Upflow/Downflow, 5 Ton | CAPTA AlumaFin7â„¢ Cased Evaporator Coil, Upflow/Downflow, 4.0-5.0 Ton, 21 in Cabinet with TXV Expansion | Active | 0230K00007;0230K00044;DPICX-CB;0230K00007;0230K00044 | Equipment/Residential Split System/Coil
GLZS4BA2410 | Goodman | Unitary | Split Heat Pump | Unitary Split System | Heat Pump | Equipment | Outdoor | Residential-Single Family | GLZS4B | GLZS4B | Goodman Split Heat Pump 15.2 SEER2, Single Stage | 15.2 SEER2 | Energy-Efficient Standard Family R-32 Split System Heat Pump, up to 15.2 SEER2 and 7.8 HSPF2, 1-1/2 to 5Tons | Meets the 2023 M1 Test Standards | High-Efficiency Compressor;SmartShift technology to ensure quiet reliable defrost;Factory-installed bi-flow liquid line filter drier;Factory-installed suction-line accumulator;Factory-installed compressor crankcase heater;Factory-installed high-capacity muffler;Enhanched aluminum fin coil with 5mm diameter coper tubes in 1.5 -to 3.5 ton;Enhanched aluminum fin coil with 7mm diameter coper tubes in 4.0 -to 5.0 ton;High and low-pressure switches;Fully charged for 15â€™ of tubing length;Service valves with sweat connections and easy-to-access gauge ports;Fully enclosed contactor with lug connection;Ground lug connection;Single-speed PSC condenser fan motor;Capacitor with extended life;AHRI Certified;ETL Listed | Removable grille style top design compliant with UL 60335-2-40;Steel louver coil guard;Heavy-gauge galvanized-steel cabinet;Attractive Architectural Gray powder-paint finish with 500-hour salt-spray approval;Top and side maintenance access;When properly anchored, meets the 2023 Florida Building Code unit integrity requirements for hurricane-type winds (Anchor bracket kits available | Ducted | No |  |  | EAR99 |  | Yes |  |  | R32 Outdoor |  | 663051689633 | EA | 2 | USA | 8415.90.8085 | 8415.90.90.00 | Goodman GLZS4B Split Heat Pump 15.2 SEER2, Single Stage, Ton, | 14.3 SEER2 HP R32, 2 Ton | [12 empty] | 12.5 |  |  | No | 24000 Btu/H |  | 7.5 | [9 empty] | 15.2 | [6 empty] | Yes | GLZS4BA2410 | [6 empty] | 125 Â°F | 55 Â°F | [6 empty] | 70 Â°F | -20 Â°F |  |  |  |  | 95 Â°F | 75 Â°F |  |  | 47 Â°F | 43 Â°F | [18 empty] | 15 A |  |  | 11.2 A |  |  |  |  | 60 Hz | 1 Ph |  | 208/240 V | 8.2 A | [19 empty] | Single Stage | Rotary | [11 empty] | 29 in | 32.5 in | 29 in | [7 empty] | TXV | [26 empty] | 74 dBA | [17 empty] | 160 lb | [11 empty] | 23600 Btu/H | [12 empty] | 22000 Btu/H | [11 empty] | 0.55 |  | 70 oz | [9 empty] | 3/8 in |  |  |  | 15 ft | R-32 | 200 ft | 79 ft |  |  | 3/4 in | [5 empty] | Yes | CTN | 1 | 30.50 in | 34.50 in | 30.00 in |  |  |  | 30.50 in | 34.50 in | 60.00 in | 30.50 in | 34.50 in | 30.00 in |  | 31567.500 inÂ³ | 0.0000 | 31567.500 inÂ³ |  | 166.000 lb |  | 166.000 lb | ALL PARTS - 5 YEARS PARTS | ALL PARTS - 10 YEARS PARTS | ALL PARTS - 10 YEARS PARTS | [6 empty] | ALL PARTS - 5 YEARS PARTS | ALL PARTS - 5 YEARS PARTS | ALL PARTS - 5 YEARS PARTS |  |  |  |  | Goodman Split Heat Pump 15.2 SEER2, Single Stage | Goodman GLZS4B Split Heat Pump 15.2 SEER2 & HSPF, Single Stage, Ton, | Goodman GLZS4B Split Heat Pump 15.2 SEER2 & HSPF, Single Stage, Ton, | Active | 0161R00128;ABK-20;ASC01A;CSR-U-1;FSK01A;LSK02A;OT18-60A;0161R00128 | Equipment/Residential Split System/Split Heat Pump